## Sheet0
VOCABULARY_TYPE
Code | Internal | Description
OBJECTSTATUSENUM | FALSE
Code | Internal | Label | Description
ACTIVE | FALSE | Active
BROKEN | FALSE | Broken
DISPOSED | FALSE | Disposed
INACTIVE | FALSE | Inactive
VOCABULARY_TYPE
Code | Internal | Description
SHAPE_ENUM | FALSE | Shape
Code | Internal | Label | Description
CYLINDRICAL | FALSE | Cylindrical | Cylindrical
RECTANGULAR | FALSE | Rectangular | Rectangular
ROUND | FALSE | Round | Round
VOCABULARY_TYPE
Code | Internal | Description
SPECIALSTORAGECONDITIONSENUM | FALSE
Code | Internal | Label | Description
DARK | FALSE | Dark
DRY | FALSE | Dry
FLAMMABLE | FALSE | Flammable
FREEZER | FALSE | Freezer
FRIDGE | FALSE | Fridge
NO_OXYGEN | FALSE | No Oxygen
POISONOUS | FALSE | Poisonous | Poisonous
VOCABULARY_TYPE
Code | Internal | Description
COMPONENTMAINCATEGORYENUM | FALSE
Code | Internal | Label | Description
AUXILIARY | FALSE | Auxiliary
MICROSCOPE_CORE_COMPONENTS | FALSE | Microscope Core Components
SAMPLE_PREPARATION_HANDLING | FALSE | Sample Preparation & Handling
VACUUM_SYSTEM | FALSE | Vacuum System
VOCABULARY_TYPE
Code | Internal | Description
COMPONENTSUBCATEGORYENUM | FALSE
Code | Internal | Label | Description
ANALYSER | FALSE | Analyser
AUXILIARY | FALSE | Auxiliary
CONTROL_DATA_ACQUISITION | FALSE | Control and Data Acquisition
GAUGE | FALSE | Gauge
MECHANICAL_COMPONENT | FALSE | Mechanical Component
PREPARATION_TOOLS | FALSE | Preparation Tools
PUMP | FALSE | Pump
STM | FALSE | STM
TEMPERATURE_ENVIRONMENT_CONTROL | FALSE | Temperature and Environment Control
VACUUM_CHAMBER | FALSE | Vacuum Chamber
VOCABULARY_TYPE
Code | Internal | Description
WORKSTATUSENUM | FALSE
Code | Internal | Label | Description
ACTIVE | FALSE | Active
INACTIVE | FALSE | Inactive
VOCABULARY_TYPE
Code | Internal | Description
NANOTECHSURFACESSUBGROUPENUM | FALSE
Code | Internal | Label | Description
ATOMISTIC_SIMULATIONS | FALSE | Atomistic Simulations
CARBON_NANOMATERIALS | FALSE | Carbon Nanomaterials
CHIRAL_SURFACES | FALSE | Chiral Surfaces
MATERIALS_TO_DEVICES | FALSE | Materials to Devices
QUANTUM_MAGNETISM | FALSE | Quantum Magnetism
RESEARCH_INFRASTRUCTURE | FALSE | Research Infrastructure
RESEARCH_MANAGEMENT | FALSE | Research Management
TWO_D_QUANTUM_MATERIALS | FALSE | 2D Quantum Materials
VOCABULARY_TYPE
Code | Internal | Description
DRAFTTYPEENUM | FALSE
Code | Internal | Label | Description
POSTPRINT | FALSE | Postprint
PREPRINT | FALSE | Preprint
VOCABULARY_TYPE
Code | Internal | Description
BUDGET_CURRENCY_ENUM | FALSE | Budget currency
Code | Internal | Label | Description
CHF | FALSE | CHF | Swiss Franc
EUR | FALSE | EUR | Euro
USD | FALSE | USD | US Dollar
VOCABULARY_TYPE
Code | Internal | Description
DEFAULT_OBJECT_VIEWS | TRUE | Default object views
Code | Internal | Label | Description
IMAGING_DATASET_VIEWER | FALSE | Imaging dataset viewer | Imaging viewer type for data
IMAGING_GALLERY_VIEW | TRUE | Imaging Gallery View | Imaging gallery viewer for objects
VOCABULARY_TYPE
Code | Internal | Description
PATHFINDINGMETHODENUM | FALSE
Code | Internal | Label | Description
NEB | FALSE | Nudged Elastic Band
STRING | FALSE | String Method
VOCABULARY_TYPE
Code | Internal | Description
ORDER.ORDER_STATUS | TRUE | Order Status
Code | Internal | Label | Description
DELIVERED | FALSE | Delivered
NOT_YET_ORDERED | FALSE | Not yet ordered
ORDERED | FALSE | Ordered
PAID | FALSE | Paid
VOCABULARY_TYPE
Code | Internal | Description
PRODUCT.CURRENCY | TRUE | Currency
Code | Internal | Label | Description
CHF | FALSE | CHF
EUR | FALSE | EUR
USD | FALSE | USD
VOCABULARY_TYPE
Code | Internal | Description
DEFAULT_COLLECTION_VIEWS | TRUE | Default collection views
Code | Internal | Label | Description
FORM_VIEW | FALSE | Form view
IMAGING_GALLERY_VIEW | TRUE | Imaging Gallery View | Imaging gallery viewer for collections
LIST_VIEW | FALSE | List view
VOCABULARY_TYPE
Code | Internal | Description
STORAGE.STORAGE_VALIDATION_LEVEL | TRUE | Validation Level
Code | Internal | Label | Description
BOX | FALSE | Box Validation
BOX_POSITION | FALSE | Box Position Validation
RACK | FALSE | Rack Validation
VOCABULARY_TYPE
Code | Internal | Description
STORAGE_POSITION.STORAGE_BOX_SIZE | TRUE | Boxes available on the lab
Code | Internal | Label | Description
1X1 | FALSE | 1 x 1 box
4X4 | FALSE | 4 x 4 box
9X9 | FALSE | 9 x 9 box
10X10 | FALSE | 10 x 10 box
20X40 | FALSE | 20 x 40 box
VOCABULARY_TYPE
Code | Internal | Description
SUPPLIER.LANGUAGE | TRUE | Language
Code | Internal | Label | Description
ENGLISH | FALSE | English
GERMAN | FALSE | German
VOCABULARY_TYPE
Code | Internal | Description
SUPPLIER.PREFERRED_ORDER_METHOD | TRUE | Preferred Order Method
Code | Internal | Label | Description
EMAIL | FALSE | Email
FAX | FALSE | Fax
MANUAL | FALSE | Manual
SAMPLE_TYPE
Code | Internal | Description | Auto generate codes | Validation script | Generated code prefix | Ontology Id | Ontology Annotation Id | Ontology Version | Type Group
2D_LAYER_MATERIAL | FALSE | 2D Layer Material | TRUE |  | TDLM
Code | Internal | Mandatory | Show in edit views | Section | Property label | Data type | Vocabulary code | Description | Metadata | Dynamic script | Multivalued | Unique | Pattern | Pattern Type | Internal Assignment | Ontology Id | Ontology Annotation Id | Ontology Version
NAME | TRUE | FALSE | TRUE | General information | Name | VARCHAR |  | Name |  |  | FALSE | FALSE |  |  | FALSE
DESCRIPTION | FALSE | FALSE | TRUE | General information | Description | VARCHAR |  | Description |  |  | FALSE | FALSE |  |  | FALSE
SUPPLIER_OWN_NAME | FALSE | FALSE | TRUE | General information | Supplier own name | VARCHAR |  | Supplier own name |  |  | FALSE | FALSE |  |  | FALSE
OBJECT_STATUS | FALSE | FALSE | TRUE | General information | Object status | CONTROLLEDVOCABULARY | OBJECTSTATUSENUM | Object status |  |  | FALSE | FALSE |  |  | FALSE
COMMENTS | FALSE | FALSE | TRUE | General information | Comments | MULTILINE_VARCHAR |  | Comments | {"custom_widget":"Word Processor"} |  | FALSE | FALSE |  |  | FALSE
TOP_LAYER_MATERIAL | FALSE | FALSE | TRUE | Material Composition & Structure | Top layer material | VARCHAR |  | Top layer material |  |  | FALSE | FALSE |  |  | FALSE
LAYER_COUNT | FALSE | FALSE | TRUE | Material Composition & Structure | Number of layers | VARCHAR |  | Number of layers |  |  | FALSE | FALSE |  |  | FALSE
IMPURITIES | FALSE | FALSE | TRUE | Material Composition & Structure | Impurities | VARCHAR |  | Impurities |  |  | FALSE | FALSE |  |  | FALSE
HETEROSTRUCTURE_STACK | FALSE | FALSE | TRUE | Material Composition & Structure | Heterostructure stack | XML |  | Heterostructure stack | {"custom_widget":"Spreadsheet"} |  | FALSE | FALSE |  |  | FALSE
SUBSTRATE | FALSE | FALSE | TRUE | Material Composition & Structure | Substrate | VARCHAR |  | Substrate |  |  | FALSE | FALSE |  |  | FALSE
SAMPLE_PLATE | FALSE | FALSE | TRUE | Material Composition & Structure | Sample plate | VARCHAR |  | Sample plate |  |  | FALSE | FALSE |  |  | FALSE
GROWTH_METHOD | FALSE | FALSE | TRUE | Synthesis & Origin | Growth/Fabrication method | VARCHAR |  | Growth/Fabrication method |  |  | FALSE | FALSE |  |  | FALSE
SYNTHESISED_BY | FALSE | FALSE | TRUE | Synthesis & Origin | Synthesised by | SAMPLE |  | Synthesised by |  |  | TRUE | FALSE |  |  | FALSE
SUPPLIER | FALSE | FALSE | TRUE | Synthesis & Origin | Supplier | SAMPLE |  | Supplier |  |  | FALSE | FALSE |  |  | FALSE
RECEIVE_DATE | FALSE | FALSE | TRUE | Synthesis & Origin | Receive date | DATE |  | Receive date |  |  | FALSE | FALSE |  |  | FALSE
SHAPE | FALSE | FALSE | TRUE | Dimensions | Shape | CONTROLLEDVOCABULARY | SHAPE_ENUM | Shape |  |  | FALSE | FALSE |  |  | FALSE
DIAMETER_MM | FALSE | FALSE | TRUE | Dimensions | Diameter [mm] | REAL |  | Diameter [mm] |  |  | FALSE | FALSE |  |  | FALSE
HEIGHT_MM | FALSE | FALSE | TRUE | Dimensions | Height [mm] | REAL |  | Height [mm] |  |  | FALSE | FALSE |  |  | FALSE
WIDTH_MM | FALSE | FALSE | TRUE | Dimensions | Width [mm] | REAL |  | Width [mm] |  |  | FALSE | FALSE |  |  | FALSE
THICKNESS_MM | FALSE | FALSE | TRUE | Dimensions | Thickness [mm] | REAL |  | Thickness [mm] |  |  | FALSE | FALSE |  |  | FALSE
SPECIAL_STORAGE_CONDITIONS | FALSE | FALSE | TRUE | Storage & Location | Special storage condition(s) | CONTROLLEDVOCABULARY | SPECIALSTORAGECONDITIONSENUM | Special storage condition(s) |  |  | TRUE | FALSE |  |  | FALSE
PACKAGE_OPENING_DATE | FALSE | FALSE | TRUE | Storage & Location | Package opening date | DATE |  | Package opening date |  |  | FALSE | FALSE |  |  | FALSE
LOCATION | FALSE | FALSE | TRUE | Storage & Location | Location | SAMPLE |  | Location |  |  | FALSE | FALSE |  |  | FALSE
SAMPLE_TYPE
Code | Internal | Description | Auto generate codes | Validation script | Generated code prefix | Ontology Id | Ontology Annotation Id | Ontology Version | Type Group
6_FOLD_EVAPORATOR | FALSE | 6-Fold Evaporator | TRUE |  | 6FEV
Code | Internal | Mandatory | Show in edit views | Section | Property label | Data type | Vocabulary code | Description | Metadata | Dynamic script | Multivalued | Unique | Pattern | Pattern Type | Internal Assignment | Ontology Id | Ontology Annotation Id | Ontology Version
NAME | TRUE | FALSE | TRUE | General information | Name | VARCHAR |  | Name |  |  | FALSE | FALSE |  |  | FALSE
DESCRIPTION | FALSE | FALSE | TRUE | General information | Description | VARCHAR |  | Description |  |  | FALSE | FALSE |  |  | FALSE
MAIN_CATEGORY | FALSE | FALSE | TRUE | General information | Main category | CONTROLLEDVOCABULARY | COMPONENTMAINCATEGORYENUM | Main category |  |  | FALSE | FALSE |  |  | FALSE
SUB_CATEGORY | FALSE | FALSE | TRUE | General information | Sub category | CONTROLLEDVOCABULARY | COMPONENTSUBCATEGORYENUM | Sub category |  |  | FALSE | FALSE |  |  | FALSE
MODEL | FALSE | FALSE | TRUE | General information | Model | VARCHAR |  | Model |  |  | FALSE | FALSE |  |  | FALSE
SERIAL_NUMBER | FALSE | FALSE | TRUE | General information | Serial number | VARCHAR |  | Serial number |  |  | FALSE | FALSE |  |  | FALSE
EMPA_ID | FALSE | FALSE | TRUE | General information | Empa ID | VARCHAR |  | Empa ID |  |  | FALSE | FALSE |  |  | FALSE
OBJECT_STATUS | FALSE | FALSE | TRUE | General information | Object status | CONTROLLEDVOCABULARY | OBJECTSTATUSENUM | Object status |  |  | FALSE | FALSE |  |  | FALSE
RECEIVE_DATE | FALSE | FALSE | TRUE | General information | Receive date | DATE |  | Receive date |  |  | FALSE | FALSE |  |  | FALSE
SLOT_NUMBER | FALSE | FALSE | TRUE | General information | Slot number | INTEGER |  | Slot number |  |  | FALSE | FALSE |  |  | FALSE
MANUFACTURER | FALSE | FALSE | TRUE | General information | Manufacturer | SAMPLE |  | Manufacturer |  |  | FALSE | FALSE |  |  | FALSE
LOCATION | FALSE | FALSE | TRUE | General information | Location | SAMPLE |  | Location |  |  | FALSE | FALSE |  |  | FALSE
COMMENTS | FALSE | FALSE | TRUE | General information | Comments | MULTILINE_VARCHAR |  | Comments | {"custom_widget":"Word Processor"} |  | FALSE | FALSE |  |  | FALSE
TARGET_TEMPERATURE_K | FALSE | FALSE | TRUE | Settings | Target temperature [K] | REAL |  | Target temperature [K] |  |  | FALSE | FALSE |  |  | FALSE
P_VALUE | FALSE | FALSE | TRUE | Settings | P value | REAL |  | P value |  |  | FALSE | FALSE |  |  | FALSE
I_VALUE | FALSE | FALSE | TRUE | Settings | I value | REAL |  | I value |  |  | FALSE | FALSE |  |  | FALSE
EP_PERCENTAGE | FALSE | FALSE | TRUE | Settings | EP (%) | REAL |  | EP (%) |  |  | FALSE | FALSE |  |  | FALSE
SAMPLE_TYPE
Code | Internal | Description | Auto generate codes | Validation script | Generated code prefix | Ontology Id | Ontology Annotation Id | Ontology Version | Type Group
6_FOLD_EVAPORATOR_SETTINGS | FALSE | 6-Fold Evaporator Settings | TRUE |  | 6FST
Code | Internal | Mandatory | Show in edit views | Section | Property label | Data type | Vocabulary code | Description | Metadata | Dynamic script | Multivalued | Unique | Pattern | Pattern Type | Internal Assignment | Ontology Id | Ontology Annotation Id | Ontology Version
NAME | TRUE | FALSE | TRUE |  | Name | VARCHAR |  | Name |  |  | FALSE | FALSE |  |  | FALSE
TARGET_TEMPERATURE_K | FALSE | FALSE | TRUE |  | Target temperature [K] | REAL |  | Target temperature [K] |  |  | FALSE | FALSE |  |  | FALSE
P_VALUE | FALSE | FALSE | TRUE |  | P value | REAL |  | P value |  |  | FALSE | FALSE |  |  | FALSE
I_VALUE | FALSE | FALSE | TRUE |  | I value | REAL |  | I value |  |  | FALSE | FALSE |  |  | FALSE
EP_PERCENTAGE | FALSE | FALSE | TRUE |  | EP (%) | REAL |  | EP (%) |  |  | FALSE | FALSE |  |  | FALSE
SAMPLE_TYPE
Code | Internal | Description | Auto generate codes | Validation script | Generated code prefix | Ontology Id | Ontology Annotation Id | Ontology Version | Type Group
ACTION | FALSE | Action | TRUE |  | ACTN
Code | Internal | Mandatory | Show in edit views | Section | Property label | Data type | Vocabulary code | Description | Metadata | Dynamic script | Multivalued | Unique | Pattern | Pattern Type | Internal Assignment | Ontology Id | Ontology Annotation Id | Ontology Version
NAME | TRUE | FALSE | TRUE | General information | Name | VARCHAR |  | Name |  |  | FALSE | FALSE |  |  | FALSE
DESCRIPTION | FALSE | FALSE | TRUE | General information | Description | VARCHAR |  | Description |  |  | FALSE | FALSE |  |  | FALSE
DURATION | FALSE | FALSE | TRUE | General information | Duration | VARCHAR |  | Duration |  |  | FALSE | FALSE |  |  | FALSE
COMMENTS | FALSE | FALSE | TRUE | General information | Comments | MULTILINE_VARCHAR |  | Comments | {"custom_widget":"Word Processor"} |  | FALSE | FALSE |  |  | FALSE
COMPONENTS_NAMES | FALSE | FALSE | TRUE | Components & Settings | Component(s) name(s) | VARCHAR |  | Component(s) name(s) |  |  | TRUE | FALSE |  |  | FALSE
COMPONENTS_SETTINGS_VALUES | FALSE | FALSE | TRUE | Components & Settings | Component(s) settings values | VARCHAR |  | Component(s) settings values |  |  | TRUE | FALSE |  |  | FALSE
SAMPLE_TYPE
Code | Internal | Description | Auto generate codes | Validation script | Generated code prefix | Ontology Id | Ontology Annotation Id | Ontology Version | Type Group
AFM_SENSOR | FALSE | AFM Sensor | TRUE |  | AFMS
Code | Internal | Mandatory | Show in edit views | Section | Property label | Data type | Vocabulary code | Description | Metadata | Dynamic script | Multivalued | Unique | Pattern | Pattern Type | Internal Assignment | Ontology Id | Ontology Annotation Id | Ontology Version
NAME | TRUE | FALSE | TRUE | General information | Name | VARCHAR |  | Name |  |  | FALSE | FALSE |  |  | FALSE
DESCRIPTION | FALSE | FALSE | TRUE | General information | Description | VARCHAR |  | Description |  |  | FALSE | FALSE |  |  | FALSE
MAIN_CATEGORY | FALSE | FALSE | TRUE | General information | Main category | CONTROLLEDVOCABULARY | COMPONENTMAINCATEGORYENUM | Main category |  |  | FALSE | FALSE |  |  | FALSE
SUB_CATEGORY | FALSE | FALSE | TRUE | General information | Sub category | CONTROLLEDVOCABULARY | COMPONENTSUBCATEGORYENUM | Sub category |  |  | FALSE | FALSE |  |  | FALSE
EMPA_ID | FALSE | FALSE | TRUE | General information | Empa ID | VARCHAR |  | Empa ID |  |  | FALSE | FALSE |  |  | FALSE
OBJECT_STATUS | FALSE | FALSE | TRUE | General information | Object status | CONTROLLEDVOCABULARY | OBJECTSTATUSENUM | Object status |  |  | FALSE | FALSE |  |  | FALSE
RECEIVE_DATE | FALSE | FALSE | TRUE | General information | Receive date | DATE |  | Receive date |  |  | FALSE | FALSE |  |  | FALSE
COMMENTS | FALSE | FALSE | TRUE | General information | Comments | MULTILINE_VARCHAR |  | Comments | {"custom_widget":"Word Processor"} |  | FALSE | FALSE |  |  | FALSE
MODEL | FALSE | FALSE | TRUE | Technical specifications | Model | VARCHAR |  | Model |  |  | FALSE | FALSE |  |  | FALSE
SERIAL_NUMBER | FALSE | FALSE | TRUE | Technical specifications | Serial number | VARCHAR |  | Serial number |  |  | FALSE | FALSE |  |  | FALSE
MANUFACTURER | FALSE | FALSE | TRUE | Technical specifications | Manufacturer | SAMPLE |  | Manufacturer |  |  | FALSE | FALSE |  |  | FALSE
FABRICATION_METHOD | FALSE | FALSE | TRUE | Technical specifications | Fabrication method | VARCHAR |  | Fabrication method |  |  | FALSE | FALSE |  |  | FALSE
FABRICATION_DATE | FALSE | FALSE | TRUE | Technical specifications | Fabrication date | DATE |  | Fabrication date |  |  | FALSE | FALSE |  |  | FALSE
RESONANCE_FREQUENCY_HZ | FALSE | FALSE | TRUE | Technical specifications | Resonance frequency [Hz] | REAL |  | Resonance frequency [Hz] |  |  | FALSE | FALSE |  |  | FALSE
LOCATION | FALSE | FALSE | TRUE | Storage & Location | Location | SAMPLE |  | Location |  |  | FALSE | FALSE |  |  | FALSE
SAMPLE_TYPE
Code | Internal | Description | Auto generate codes | Validation script | Generated code prefix | Ontology Id | Ontology Annotation Id | Ontology Version | Type Group
AIIDA_NODE | FALSE | Aiida Node | TRUE |  | ADND
Code | Internal | Mandatory | Show in edit views | Section | Property label | Data type | Vocabulary code | Description | Metadata | Dynamic script | Multivalued | Unique | Pattern | Pattern Type | Internal Assignment | Ontology Id | Ontology Annotation Id | Ontology Version
NAME | TRUE | FALSE | TRUE |  | Name | VARCHAR |  | Name |  |  | FALSE | FALSE |  |  | FALSE
DESCRIPTION | FALSE | FALSE | TRUE |  | Description | VARCHAR |  | Description |  |  | FALSE | FALSE |  |  | FALSE
COMMENTS | FALSE | FALSE | TRUE |  | Comments | MULTILINE_VARCHAR |  | Comments | {"custom_widget":"Word Processor"} |  | FALSE | FALSE |  |  | FALSE
WFMS_UUID | FALSE | FALSE | TRUE |  | WFMS UUID | VARCHAR |  | WFMS UUID |  |  | FALSE | FALSE |  |  | FALSE
SAMPLE_TYPE
Code | Internal | Description | Auto generate codes | Validation script | Generated code prefix | Ontology Id | Ontology Annotation Id | Ontology Version | Type Group
ANALYSER | FALSE | Analyser | TRUE |  | ANLS
Code | Internal | Mandatory | Show in edit views | Section | Property label | Data type | Vocabulary code | Description | Metadata | Dynamic script | Multivalued | Unique | Pattern | Pattern Type | Internal Assignment | Ontology Id | Ontology Annotation Id | Ontology Version
NAME | TRUE | FALSE | TRUE | General information | Name | VARCHAR |  | Name |  |  | FALSE | FALSE |  |  | FALSE
DESCRIPTION | FALSE | FALSE | TRUE | General information | Description | VARCHAR |  | Description |  |  | FALSE | FALSE |  |  | FALSE
COMMENTS | FALSE | FALSE | TRUE | General information | Comments | MULTILINE_VARCHAR |  | Comments | {"custom_widget":"Word Processor"} |  | FALSE | FALSE |  |  | FALSE
MAIN_CATEGORY | FALSE | FALSE | TRUE | General information | Main category | CONTROLLEDVOCABULARY | COMPONENTMAINCATEGORYENUM | Main category |  |  | FALSE | FALSE |  |  | FALSE
SUB_CATEGORY | FALSE | FALSE | TRUE | General information | Sub category | CONTROLLEDVOCABULARY | COMPONENTSUBCATEGORYENUM | Sub category |  |  | FALSE | FALSE |  |  | FALSE
MANUFACTURER | FALSE | FALSE | TRUE | General information | Manufacturer | SAMPLE |  | Manufacturer |  |  | FALSE | FALSE |  |  | FALSE
MODEL | FALSE | FALSE | TRUE | General information | Model | VARCHAR |  | Model |  |  | FALSE | FALSE |  |  | FALSE
SERIAL_NUMBER | FALSE | FALSE | TRUE | General information | Serial number | VARCHAR |  | Serial number |  |  | FALSE | FALSE |  |  | FALSE
EMPA_ID | FALSE | FALSE | TRUE | General information | Empa ID | VARCHAR |  | Empa ID |  |  | FALSE | FALSE |  |  | FALSE
LOCATION | FALSE | FALSE | TRUE | General information | Location | SAMPLE |  | Location |  |  | FALSE | FALSE |  |  | FALSE
OBJECT_STATUS | FALSE | FALSE | TRUE | General information | Object status | CONTROLLEDVOCABULARY | OBJECTSTATUSENUM | Object status |  |  | FALSE | FALSE |  |  | FALSE
RECEIVE_DATE | FALSE | FALSE | TRUE | General information | Receive date | DATE |  | Receive date |  |  | FALSE | FALSE |  |  | FALSE
DENSITY_G_CM3 | FALSE | FALSE | TRUE | Settings | Density [g/cm3] | REAL |  | Density [g/cm3] |  |  | FALSE | FALSE |  |  | FALSE
SAMPLE_TYPE
Code | Internal | Description | Auto generate codes | Validation script | Generated code prefix | Ontology Id | Ontology Annotation Id | Ontology Version | Type Group
ANALYSER_SETTINGS | FALSE | Analyser Settings | TRUE |  | anst
Code | Internal | Mandatory | Show in edit views | Section | Property label | Data type | Vocabulary code | Description | Metadata | Dynamic script | Multivalued | Unique | Pattern | Pattern Type | Internal Assignment | Ontology Id | Ontology Annotation Id | Ontology Version
NAME | TRUE | FALSE | TRUE |  | Name | VARCHAR |  | Name |  |  | FALSE | FALSE |  |  | FALSE
DENSITY_G_CM3 | FALSE | FALSE | TRUE |  | Density [g/cm3] | REAL |  | Density [g/cm3] |  |  | FALSE | FALSE |  |  | FALSE
SAMPLE_TYPE
Code | Internal | Description | Auto generate codes | Validation script | Generated code prefix | Ontology Id | Ontology Annotation Id | Ontology Version | Type Group
ANALYSIS | FALSE | Analysis | TRUE |  | ANLS
Code | Internal | Mandatory | Show in edit views | Section | Property label | Data type | Vocabulary code | Description | Metadata | Dynamic script | Multivalued | Unique | Pattern | Pattern Type | Internal Assignment | Ontology Id | Ontology Annotation Id | Ontology Version
NAME | TRUE | FALSE | TRUE |  | Name | VARCHAR |  | Name |  |  | FALSE | FALSE |  |  | FALSE
DESCRIPTION | FALSE | FALSE | TRUE |  | Description | VARCHAR |  | Description |  |  | FALSE | FALSE |  |  | FALSE
COMMENTS | FALSE | FALSE | TRUE |  | Comments | MULTILINE_VARCHAR |  | Comments | {"custom_widget":"Word Processor"} |  | FALSE | FALSE |  |  | FALSE
SAMPLE_TYPE
Code | Internal | Description | Auto generate codes | Validation script | Generated code prefix | Ontology Id | Ontology Annotation Id | Ontology Version | Type Group
PBN_STAGE | FALSE | PBN Stage | TRUE |  | PBNS
Code | Internal | Mandatory | Show in edit views | Section | Property label | Data type | Vocabulary code | Description | Metadata | Dynamic script | Multivalued | Unique | Pattern | Pattern Type | Internal Assignment | Ontology Id | Ontology Annotation Id | Ontology Version
NAME | TRUE | FALSE | TRUE | General information | Name | VARCHAR |  | Name |  |  | FALSE | FALSE |  |  | FALSE
DESCRIPTION | FALSE | FALSE | TRUE | General information | Description | VARCHAR |  | Description |  |  | FALSE | FALSE |  |  | FALSE
COMMENTS | FALSE | FALSE | TRUE | General information | Comments | MULTILINE_VARCHAR |  | Comments | {"custom_widget":"Word Processor"} |  | FALSE | FALSE |  |  | FALSE
MAIN_CATEGORY | FALSE | FALSE | TRUE | General information | Main category | CONTROLLEDVOCABULARY | COMPONENTMAINCATEGORYENUM | Main category |  |  | FALSE | FALSE |  |  | FALSE
SUB_CATEGORY | FALSE | FALSE | TRUE | General information | Sub category | CONTROLLEDVOCABULARY | COMPONENTSUBCATEGORYENUM | Sub category |  |  | FALSE | FALSE |  |  | FALSE
MANUFACTURER | FALSE | FALSE | TRUE | General information | Manufacturer | SAMPLE |  | Manufacturer |  |  | FALSE | FALSE |  |  | FALSE
MODEL | FALSE | FALSE | TRUE | General information | Model | VARCHAR |  | Model |  |  | FALSE | FALSE |  |  | FALSE
SERIAL_NUMBER | FALSE | FALSE | TRUE | General information | Serial number | VARCHAR |  | Serial number |  |  | FALSE | FALSE |  |  | FALSE
EMPA_ID | FALSE | FALSE | TRUE | General information | Empa ID | VARCHAR |  | Empa ID |  |  | FALSE | FALSE |  |  | FALSE
LOCATION | FALSE | FALSE | TRUE | General information | Location | SAMPLE |  | Location |  |  | FALSE | FALSE |  |  | FALSE
OBJECT_STATUS | FALSE | FALSE | TRUE | General information | Object status | CONTROLLEDVOCABULARY | OBJECTSTATUSENUM | Object status |  |  | FALSE | FALSE |  |  | FALSE
RECEIVE_DATE | FALSE | FALSE | TRUE | General information | Receive date | DATE |  | Receive date |  |  | FALSE | FALSE |  |  | FALSE
TARGET_TEMPERATURE_K | FALSE | FALSE | TRUE | Settings | Target temperature [K] | REAL |  | Target temperature [K] |  |  | FALSE | FALSE |  |  | FALSE
SAMPLE_TYPE
Code | Internal | Description | Auto generate codes | Validation script | Generated code prefix | Ontology Id | Ontology Annotation Id | Ontology Version | Type Group
PBN_STAGE_SETTINGS | FALSE | PBN Stage Settings | TRUE |  | PBST
Code | Internal | Mandatory | Show in edit views | Section | Property label | Data type | Vocabulary code | Description | Metadata | Dynamic script | Multivalued | Unique | Pattern | Pattern Type | Internal Assignment | Ontology Id | Ontology Annotation Id | Ontology Version
NAME | TRUE | FALSE | TRUE |  | Name | VARCHAR |  | Name |  |  | FALSE | FALSE |  |  | FALSE
TARGET_TEMPERATURE_K | FALSE | FALSE | TRUE |  | Target temperature [K] | REAL |  | Target temperature [K] |  |  | FALSE | FALSE |  |  | FALSE
SAMPLE_TYPE
Code | Internal | Description | Auto generate codes | Validation script | Generated code prefix | Ontology Id | Ontology Annotation Id | Ontology Version | Type Group
DC_EVAPORATOR | FALSE | DC Evaporator | TRUE |  | DCEV
Code | Internal | Mandatory | Show in edit views | Section | Property label | Data type | Vocabulary code | Description | Metadata | Dynamic script | Multivalued | Unique | Pattern | Pattern Type | Internal Assignment | Ontology Id | Ontology Annotation Id | Ontology Version
NAME | TRUE | FALSE | TRUE | General information | Name | VARCHAR |  | Name |  |  | FALSE | FALSE |  |  | FALSE
DESCRIPTION | FALSE | FALSE | TRUE | General information | Description | VARCHAR |  | Description |  |  | FALSE | FALSE |  |  | FALSE
MAIN_CATEGORY | FALSE | FALSE | TRUE | General information | Main category | CONTROLLEDVOCABULARY | COMPONENTMAINCATEGORYENUM | Main category |  |  | FALSE | FALSE |  |  | FALSE
SUB_CATEGORY | FALSE | FALSE | TRUE | General information | Sub category | CONTROLLEDVOCABULARY | COMPONENTSUBCATEGORYENUM | Sub category |  |  | FALSE | FALSE |  |  | FALSE
MODEL | FALSE | FALSE | TRUE | General information | Model | VARCHAR |  | Model |  |  | FALSE | FALSE |  |  | FALSE
SERIAL_NUMBER | FALSE | FALSE | TRUE | General information | Serial number | VARCHAR |  | Serial number |  |  | FALSE | FALSE |  |  | FALSE
EMPA_ID | FALSE | FALSE | TRUE | General information | Empa ID | VARCHAR |  | Empa ID |  |  | FALSE | FALSE |  |  | FALSE
OBJECT_STATUS | FALSE | FALSE | TRUE | General information | Object status | CONTROLLEDVOCABULARY | OBJECTSTATUSENUM | Object status |  |  | FALSE | FALSE |  |  | FALSE
RECEIVE_DATE | FALSE | FALSE | TRUE | General information | Receive date | DATE |  | Receive date |  |  | FALSE | FALSE |  |  | FALSE
MANUFACTURER | FALSE | FALSE | TRUE | General information | Manufacturer | SAMPLE |  | Manufacturer |  |  | FALSE | FALSE |  |  | FALSE
LOCATION | FALSE | FALSE | TRUE | General information | Location | SAMPLE |  | Location |  |  | FALSE | FALSE |  |  | FALSE
COMMENTS | FALSE | FALSE | TRUE | General information | Comments | MULTILINE_VARCHAR |  | Comments | {"custom_widget":"Word Processor"} |  | FALSE | FALSE |  |  | FALSE
CURRENT_A | FALSE | FALSE | TRUE | Settings | Current [A] | REAL |  | Current [A] |  |  | FALSE | FALSE |  |  | FALSE
VOLTAGE_V | FALSE | FALSE | TRUE | Settings | Voltage [V] | REAL |  | Voltage [V] |  |  | FALSE | FALSE |  |  | FALSE
SAMPLE_TYPE
Code | Internal | Description | Auto generate codes | Validation script | Generated code prefix | Ontology Id | Ontology Annotation Id | Ontology Version | Type Group
DC_EVAPORATOR_SETTINGS | FALSE | DC Evaporator Settings | TRUE |  | DCST
Code | Internal | Mandatory | Show in edit views | Section | Property label | Data type | Vocabulary code | Description | Metadata | Dynamic script | Multivalued | Unique | Pattern | Pattern Type | Internal Assignment | Ontology Id | Ontology Annotation Id | Ontology Version
NAME | TRUE | FALSE | TRUE |  | Name | VARCHAR |  | Name |  |  | FALSE | FALSE |  |  | FALSE
CURRENT_A | FALSE | FALSE | TRUE |  | Current [A] | REAL |  | Current [A] |  |  | FALSE | FALSE |  |  | FALSE
VOLTAGE_V | FALSE | FALSE | TRUE |  | Voltage [V] | REAL |  | Voltage [V] |  |  | FALSE | FALSE |  |  | FALSE
SAMPLE_TYPE
Code | Internal | Description | Auto generate codes | Validation script | Generated code prefix | Ontology Id | Ontology Annotation Id | Ontology Version | Type Group
ANNEALING | FALSE | Annealing | TRUE |  | HEAT
Code | Internal | Mandatory | Show in edit views | Section | Property label | Data type | Vocabulary code | Description | Metadata | Dynamic script | Multivalued | Unique | Pattern | Pattern Type | Internal Assignment | Ontology Id | Ontology Annotation Id | Ontology Version
NAME | TRUE | FALSE | TRUE |  | Name | VARCHAR |  | Name |  |  | FALSE | FALSE |  |  | FALSE
DESCRIPTION | FALSE | FALSE | TRUE |  | Description | VARCHAR |  | Description |  |  | FALSE | FALSE |  |  | FALSE
COMMENTS | FALSE | FALSE | TRUE |  | Comments | MULTILINE_VARCHAR |  | Comments | {"custom_widget":"Word Processor"} |  | FALSE | FALSE |  |  | FALSE
DURATION | FALSE | FALSE | TRUE |  | Duration | VARCHAR |  | Duration |  |  | FALSE | FALSE |  |  | FALSE
PBN_STAGE | FALSE | FALSE | TRUE |  | PBN Stage | SAMPLE:PBN_STAGE |  | PBN Stage |  |  | FALSE | FALSE |  |  | FALSE
PBN_STAGE_SETTINGS | FALSE | FALSE | TRUE |  | PBN Stage Settings | SAMPLE:PBN_STAGE_SETTINGS |  | PBN Stage Settings |  |  | FALSE | FALSE |  |  | FALSE
DC_EVAPORATOR | FALSE | FALSE | TRUE |  | DC Evaporator | SAMPLE:DC_EVAPORATOR |  | DC Evaporator |  |  | FALSE | FALSE |  |  | FALSE
DC_EVAPORATOR_SETTINGS | FALSE | FALSE | TRUE |  | DC Evaporator Settings | SAMPLE:DC_EVAPORATOR_SETTINGS |  | DC Evaporator Settings |  |  | FALSE | FALSE |  |  | FALSE
SAMPLE_TYPE
Code | Internal | Description | Auto generate codes | Validation script | Generated code prefix | Ontology Id | Ontology Annotation Id | Ontology Version | Type Group
ATOMISTIC_MODEL | FALSE | Atomistic Model | TRUE |  | ATMO
Code | Internal | Mandatory | Show in edit views | Section | Property label | Data type | Vocabulary code | Description | Metadata | Dynamic script | Multivalued | Unique | Pattern | Pattern Type | Internal Assignment | Ontology Id | Ontology Annotation Id | Ontology Version
NAME | TRUE | FALSE | TRUE |  | Name | VARCHAR |  | Name |  |  | FALSE | FALSE |  |  | FALSE
DESCRIPTION | FALSE | FALSE | TRUE |  | Description | VARCHAR |  | Description |  |  | FALSE | FALSE |  |  | FALSE
COMMENTS | FALSE | FALSE | TRUE |  | Comments | MULTILINE_VARCHAR |  | Comments | {"custom_widget":"Word Processor"} |  | FALSE | FALSE |  |  | FALSE
WFMS_UUID | FALSE | FALSE | TRUE |  | WFMS UUID | VARCHAR |  | WFMS UUID |  |  | FALSE | FALSE |  |  | FALSE
CELL | FALSE | FALSE | TRUE |  | Cell | JSON |  | Cell |  |  | FALSE | FALSE |  |  | FALSE
DIMENSIONALITY | FALSE | FALSE | TRUE |  | Dimensionality | INTEGER |  | Dimensionality |  |  | FALSE | FALSE |  |  | FALSE
PERIODIC_BOUNDARY_CONDITIONS | FALSE | FALSE | TRUE |  | PBC | BOOLEAN |  | PBC |  |  | TRUE | FALSE |  |  | FALSE
VOLUME | FALSE | FALSE | TRUE |  | Volume | REAL |  | Volume |  |  | FALSE | FALSE |  |  | FALSE
SAMPLE_TYPE
Code | Internal | Description | Auto generate codes | Validation script | Generated code prefix | Ontology Id | Ontology Annotation Id | Ontology Version | Type Group
AUTHOR | FALSE | Author | TRUE |  | AUTH
Code | Internal | Mandatory | Show in edit views | Section | Property label | Data type | Vocabulary code | Description | Metadata | Dynamic script | Multivalued | Unique | Pattern | Pattern Type | Internal Assignment | Ontology Id | Ontology Annotation Id | Ontology Version
NAME | TRUE | FALSE | TRUE |  | Name | VARCHAR |  | Name |  |  | FALSE | FALSE |  |  | FALSE
PERSON | FALSE | FALSE | TRUE |  | Person | SAMPLE |  | Person |  |  | TRUE | FALSE |  |  | FALSE
AFFILIATIONS | FALSE | FALSE | TRUE |  | Affiliation(s) | SAMPLE |  | Affiliation(s) |  |  | TRUE | FALSE |  |  | FALSE
SAMPLE_TYPE
Code | Internal | Description | Auto generate codes | Validation script | Generated code prefix | Ontology Id | Ontology Annotation Id | Ontology Version | Type Group
BAKEOUT_LOGENTRY | FALSE | ?? Bakeout | TRUE |  | BAKEOUTLOG
Code | Internal | Mandatory | Show in edit views | Section | Property label | Data type | Vocabulary code | Description | Metadata | Dynamic script | Multivalued | Unique | Pattern | Pattern Type | Internal Assignment | Ontology Id | Ontology Annotation Id | Ontology Version
DESCRIPTION | FALSE | FALSE | FALSE | GeneralInfo | Description | VARCHAR |  | Description |  |  | FALSE | FALSE |  |  | FALSE
VALID_FROM | FALSE | FALSE | TRUE | GeneralInfo | Valid From | VARCHAR |  | Valid From |  |  | FALSE | FALSE |  |  | FALSE
ILOG_LOGBOOK | FALSE | FALSE | FALSE | GeneralInfo | ILOG_LOGBOOK | BOOLEAN |  | This is the iLog logbook entry identifier. |  |  | FALSE | FALSE |  |  | FALSE
NAME | TRUE | FALSE | FALSE | GeneralInfo | Name | VARCHAR |  | Name |  |  | FALSE | FALSE |  |  | FALSE
DOCUMENT | TRUE | FALSE | TRUE | GeneralInfo | Document | MULTILINE_VARCHAR |  | Document | {"custom_widget":"Word Processor"} |  | FALSE | FALSE |  |  | FALSE
SAMPLE_TYPE
Code | Internal | Description | Auto generate codes | Validation script | Generated code prefix | Ontology Id | Ontology Annotation Id | Ontology Version | Type Group
BAND_STRUCTURE | FALSE | Band Structure | TRUE |  | BAND
Code | Internal | Mandatory | Show in edit views | Section | Property label | Data type | Vocabulary code | Description | Metadata | Dynamic script | Multivalued | Unique | Pattern | Pattern Type | Internal Assignment | Ontology Id | Ontology Annotation Id | Ontology Version
NAME | TRUE | FALSE | TRUE |  | Name | VARCHAR |  | Name |  |  | FALSE | FALSE |  |  | FALSE
DESCRIPTION | FALSE | FALSE | TRUE |  | Description | VARCHAR |  | Description |  |  | FALSE | FALSE |  |  | FALSE
COMMENTS | FALSE | FALSE | TRUE |  | Comments | MULTILINE_VARCHAR |  | Comments | {"custom_widget":"Word Processor"} |  | FALSE | FALSE |  |  | FALSE
WFMS_UUID | FALSE | FALSE | TRUE |  | WFMS UUID | VARCHAR |  | WFMS UUID |  |  | FALSE | FALSE |  |  | FALSE
BAND_GAP | FALSE | FALSE | TRUE |  | Band gap | JSON |  | Band gap |  |  | FALSE | FALSE |  |  | FALSE
LEVEL_THEORY_METHOD | FALSE | FALSE | TRUE |  | Level of theory (method) | VARCHAR |  | Level of theory (method) |  |  | FALSE | FALSE |  |  | FALSE
LEVEL_THEORY_PARAMETERS | FALSE | FALSE | TRUE |  | Level of theory (parameters) | JSON |  | Level of theory (parameters) |  |  | FALSE | FALSE |  |  | FALSE
INPUT_PARAMETERS | FALSE | FALSE | TRUE |  | Input parameters | JSON |  | Input parameters |  |  | FALSE | FALSE |  |  | FALSE
OUTPUT_PARAMETERS | FALSE | FALSE | TRUE |  | Output parameters | JSON |  | Output parameters |  |  | FALSE | FALSE |  |  | FALSE
CODES | FALSE | FALSE | TRUE |  | Code(s) | SAMPLE |  | Code(s) |  |  | TRUE | FALSE |  |  | FALSE
AIIDA_NODE | FALSE | FALSE | TRUE |  | AiiDA archive | SAMPLE |  | AiiDA archive |  |  | FALSE | FALSE |  |  | FALSE
SAMPLE_TYPE
Code | Internal | Description | Auto generate codes | Validation script | Generated code prefix | Ontology Id | Ontology Annotation Id | Ontology Version | Type Group
CALIBRATION_OPTIMIZATION_LOGENTRY | FALSE | ⚙️ Calibration & Optimization | TRUE |  | CALIBRATIONOPTIMIZATIONLOG
Code | Internal | Mandatory | Show in edit views | Section | Property label | Data type | Vocabulary code | Description | Metadata | Dynamic script | Multivalued | Unique | Pattern | Pattern Type | Internal Assignment | Ontology Id | Ontology Annotation Id | Ontology Version
DESCRIPTION | FALSE | FALSE | FALSE | GeneralInfo | Description | VARCHAR |  | Description |  |  | FALSE | FALSE |  |  | FALSE
ILOG_LOGBOOK | FALSE | FALSE | FALSE | GeneralInfo | ILOG_LOGBOOK | BOOLEAN |  | This is the iLog logbook entry identifier. |  |  | FALSE | FALSE |  |  | FALSE
NAME | TRUE | FALSE | FALSE | GeneralInfo | Name | VARCHAR |  | Name |  |  | FALSE | FALSE |  |  | FALSE
VALID_FROM | FALSE | FALSE | TRUE | GeneralInfo | Valid From | VARCHAR |  | Valid From |  |  | FALSE | FALSE |  |  | FALSE
DOCUMENT | TRUE | FALSE | TRUE | GeneralInfo | Document | MULTILINE_VARCHAR |  | Document | {"custom_widget":"Word Processor"} |  | FALSE | FALSE |  |  | FALSE
SAMPLE_TYPE
Code | Internal | Description | Auto generate codes | Validation script | Generated code prefix | Ontology Id | Ontology Annotation Id | Ontology Version | Type Group
CHAMBER | FALSE | Chamber | TRUE |  | CHBR
Code | Internal | Mandatory | Show in edit views | Section | Property label | Data type | Vocabulary code | Description | Metadata | Dynamic script | Multivalued | Unique | Pattern | Pattern Type | Internal Assignment | Ontology Id | Ontology Annotation Id | Ontology Version
NAME | TRUE | FALSE | TRUE |  | Name | VARCHAR |  | Name |  |  | FALSE | FALSE |  |  | FALSE
DESCRIPTION | FALSE | FALSE | TRUE |  | Description | VARCHAR |  | Description |  |  | FALSE | FALSE |  |  | FALSE
COMMENTS | FALSE | FALSE | TRUE |  | Comments | MULTILINE_VARCHAR |  | Comments | {"custom_widget":"Word Processor"} |  | FALSE | FALSE |  |  | FALSE
MAIN_CATEGORY | FALSE | FALSE | TRUE |  | Main category | CONTROLLEDVOCABULARY | COMPONENTMAINCATEGORYENUM | Main category |  |  | FALSE | FALSE |  |  | FALSE
SUB_CATEGORY | FALSE | FALSE | TRUE |  | Sub category | CONTROLLEDVOCABULARY | COMPONENTSUBCATEGORYENUM | Sub category |  |  | FALSE | FALSE |  |  | FALSE
MANUFACTURER | FALSE | FALSE | TRUE |  | Manufacturer | SAMPLE |  | Manufacturer |  |  | FALSE | FALSE |  |  | FALSE
MODEL | FALSE | FALSE | TRUE |  | Model | VARCHAR |  | Model |  |  | FALSE | FALSE |  |  | FALSE
SERIAL_NUMBER | FALSE | FALSE | TRUE |  | Serial number | VARCHAR |  | Serial number |  |  | FALSE | FALSE |  |  | FALSE
EMPA_ID | FALSE | FALSE | TRUE |  | Empa ID | VARCHAR |  | Empa ID |  |  | FALSE | FALSE |  |  | FALSE
LOCATION | FALSE | FALSE | TRUE |  | Location | SAMPLE |  | Location |  |  | FALSE | FALSE |  |  | FALSE
OBJECT_STATUS | FALSE | FALSE | TRUE |  | Object status | CONTROLLEDVOCABULARY | OBJECTSTATUSENUM | Object status |  |  | FALSE | FALSE |  |  | FALSE
RECEIVE_DATE | FALSE | FALSE | TRUE |  | Receive date | DATE |  | Receive date |  |  | FALSE | FALSE |  |  | FALSE
SAMPLE_TYPE
Code | Internal | Description | Auto generate codes | Validation script | Generated code prefix | Ontology Id | Ontology Annotation Id | Ontology Version | Type Group
CLEANING_LOGENTRY | FALSE | ?? Cleaning | TRUE |  | CLEANINGLOG
Code | Internal | Mandatory | Show in edit views | Section | Property label | Data type | Vocabulary code | Description | Metadata | Dynamic script | Multivalued | Unique | Pattern | Pattern Type | Internal Assignment | Ontology Id | Ontology Annotation Id | Ontology Version
DESCRIPTION | FALSE | FALSE | FALSE | GeneralInfo | Description | VARCHAR |  | Description |  |  | FALSE | FALSE |  |  | FALSE
ILOG_LOGBOOK | FALSE | FALSE | FALSE | GeneralInfo | ILOG_LOGBOOK | BOOLEAN |  | This is the iLog logbook entry identifier. |  |  | FALSE | FALSE |  |  | FALSE
NAME | TRUE | FALSE | FALSE | GeneralInfo | Name | VARCHAR |  | Name |  |  | FALSE | FALSE |  |  | FALSE
VALID_FROM | FALSE | FALSE | TRUE | GeneralInfo | Valid From | VARCHAR |  | Valid From |  |  | FALSE | FALSE |  |  | FALSE
DOCUMENT | TRUE | FALSE | TRUE | GeneralInfo | Document | MULTILINE_VARCHAR |  | Document | {"custom_widget":"Word Processor"} |  | FALSE | FALSE |  |  | FALSE
SAMPLE_TYPE
Code | Internal | Description | Auto generate codes | Validation script | Generated code prefix | Ontology Id | Ontology Annotation Id | Ontology Version | Type Group
COATING | FALSE | Coating | TRUE |  | COAT
Code | Internal | Mandatory | Show in edit views | Section | Property label | Data type | Vocabulary code | Description | Metadata | Dynamic script | Multivalued | Unique | Pattern | Pattern Type | Internal Assignment | Ontology Id | Ontology Annotation Id | Ontology Version
NAME | TRUE | FALSE | TRUE |  | Name | VARCHAR |  | Name |  |  | FALSE | FALSE |  |  | FALSE
DESCRIPTION | FALSE | FALSE | TRUE |  | Description | VARCHAR |  | Description |  |  | FALSE | FALSE |  |  | FALSE
COMMENTS | FALSE | FALSE | TRUE |  | Comments | MULTILINE_VARCHAR |  | Comments | {"custom_widget":"Word Processor"} |  | FALSE | FALSE |  |  | FALSE
DURATION | FALSE | FALSE | TRUE |  | Duration | VARCHAR |  | Duration |  |  | FALSE | FALSE |  |  | FALSE
COMPONENTS_NAMES | FALSE | FALSE | TRUE |  | Component(s) name(s) | VARCHAR |  | Component(s) name(s) |  |  | TRUE | FALSE |  |  | FALSE
COMPONENTS_SETTINGS_VALUES | FALSE | FALSE | TRUE |  | Component(s) settings values | VARCHAR |  | Component(s) settings values |  |  | TRUE | FALSE |  |  | FALSE
SAMPLE_TYPE
Code | Internal | Description | Auto generate codes | Validation script | Generated code prefix | Ontology Id | Ontology Annotation Id | Ontology Version | Type Group
CODE | FALSE | Code | TRUE |  | CODE
Code | Internal | Mandatory | Show in edit views | Section | Property label | Data type | Vocabulary code | Description | Metadata | Dynamic script | Multivalued | Unique | Pattern | Pattern Type | Internal Assignment | Ontology Id | Ontology Annotation Id | Ontology Version
NAME | TRUE | FALSE | TRUE |  | Name | VARCHAR |  | Name |  |  | FALSE | FALSE |  |  | FALSE
DESCRIPTION | FALSE | FALSE | TRUE |  | Description | VARCHAR |  | Description |  |  | FALSE | FALSE |  |  | FALSE
COMMENTS | FALSE | FALSE | TRUE |  | Comments | MULTILINE_VARCHAR |  | Comments | {"custom_widget":"Word Processor"} |  | FALSE | FALSE |  |  | FALSE
VERSION | FALSE | FALSE | TRUE |  | Version | VARCHAR |  | Version |  |  | FALSE | FALSE |  |  | FALSE
FILEPATH_EXECUTABLE | FALSE | FALSE | TRUE |  | Filepath executable | VARCHAR |  | Filepath executable |  |  | FALSE | FALSE |  |  | FALSE
REPOSITORY_URL | FALSE | FALSE | TRUE |  | Repository URL | VARCHAR |  | Repository URL |  |  | FALSE | FALSE |  |  | FALSE
SAMPLE_TYPE
Code | Internal | Description | Auto generate codes | Validation script | Generated code prefix | Ontology Id | Ontology Annotation Id | Ontology Version | Type Group
COMMENT_LOGENTRY | FALSE | ?? Comment | TRUE |  | COMMENTLOG
Code | Internal | Mandatory | Show in edit views | Section | Property label | Data type | Vocabulary code | Description | Metadata | Dynamic script | Multivalued | Unique | Pattern | Pattern Type | Internal Assignment | Ontology Id | Ontology Annotation Id | Ontology Version
DESCRIPTION | FALSE | FALSE | FALSE | GeneralInfo | Description | VARCHAR |  | Description |  |  | FALSE | FALSE |  |  | FALSE
ILOG_LOGBOOK | FALSE | FALSE | FALSE | GeneralInfo | ILOG_LOGBOOK | BOOLEAN |  | This is the iLog logbook entry identifier. |  |  | FALSE | FALSE |  |  | FALSE
NAME | TRUE | FALSE | FALSE | GeneralInfo | Name | VARCHAR |  | Name |  |  | FALSE | FALSE |  |  | FALSE
VALID_FROM | FALSE | FALSE | TRUE | GeneralInfo | Valid From | VARCHAR |  | Valid From |  |  | FALSE | FALSE |  |  | FALSE
DOCUMENT | TRUE | FALSE | TRUE | GeneralInfo | Document | MULTILINE_VARCHAR |  | Document | {"custom_widget":"Word Processor"} |  | FALSE | FALSE |  |  | FALSE
SAMPLE_TYPE
Code | Internal | Description | Auto generate codes | Validation script | Generated code prefix | Ontology Id | Ontology Annotation Id | Ontology Version | Type Group
COMPONENT | FALSE | Component | TRUE |  | COMP
Code | Internal | Mandatory | Show in edit views | Section | Property label | Data type | Vocabulary code | Description | Metadata | Dynamic script | Multivalued | Unique | Pattern | Pattern Type | Internal Assignment | Ontology Id | Ontology Annotation Id | Ontology Version
NAME | TRUE | FALSE | TRUE |  | Name | VARCHAR |  | Name |  |  | FALSE | FALSE |  |  | FALSE
DESCRIPTION | FALSE | FALSE | TRUE |  | Description | VARCHAR |  | Description |  |  | FALSE | FALSE |  |  | FALSE
COMMENTS | FALSE | FALSE | TRUE |  | Comments | MULTILINE_VARCHAR |  | Comments | {"custom_widget":"Word Processor"} |  | FALSE | FALSE |  |  | FALSE
MAIN_CATEGORY | FALSE | FALSE | TRUE |  | Main category | CONTROLLEDVOCABULARY | COMPONENTMAINCATEGORYENUM | Main category |  |  | FALSE | FALSE |  |  | FALSE
SUB_CATEGORY | FALSE | FALSE | TRUE |  | Sub category | CONTROLLEDVOCABULARY | COMPONENTSUBCATEGORYENUM | Sub category |  |  | FALSE | FALSE |  |  | FALSE
MANUFACTURER | FALSE | FALSE | TRUE |  | Manufacturer | SAMPLE |  | Manufacturer |  |  | FALSE | FALSE |  |  | FALSE
MODEL | FALSE | FALSE | TRUE |  | Model | VARCHAR |  | Model |  |  | FALSE | FALSE |  |  | FALSE
SERIAL_NUMBER | FALSE | FALSE | TRUE |  | Serial number | VARCHAR |  | Serial number |  |  | FALSE | FALSE |  |  | FALSE
EMPA_ID | FALSE | FALSE | TRUE |  | Empa ID | VARCHAR |  | Empa ID |  |  | FALSE | FALSE |  |  | FALSE
LOCATION | FALSE | FALSE | TRUE |  | Location | SAMPLE |  | Location |  |  | FALSE | FALSE |  |  | FALSE
OBJECT_STATUS | FALSE | FALSE | TRUE |  | Object status | CONTROLLEDVOCABULARY | OBJECTSTATUSENUM | Object status |  |  | FALSE | FALSE |  |  | FALSE
RECEIVE_DATE | FALSE | FALSE | TRUE |  | Receive date | DATE |  | Receive date |  |  | FALSE | FALSE |  |  | FALSE
SAMPLE_TYPE
Code | Internal | Description | Auto generate codes | Validation script | Generated code prefix | Ontology Id | Ontology Annotation Id | Ontology Version | Type Group
CRYOSTAT | FALSE | Cryostat | TRUE |  | CRYO
Code | Internal | Mandatory | Show in edit views | Section | Property label | Data type | Vocabulary code | Description | Metadata | Dynamic script | Multivalued | Unique | Pattern | Pattern Type | Internal Assignment | Ontology Id | Ontology Annotation Id | Ontology Version
NAME | TRUE | FALSE | TRUE | General information | Name | VARCHAR |  | Name |  |  | FALSE | FALSE |  |  | FALSE
DESCRIPTION | FALSE | FALSE | TRUE | General information | Description | VARCHAR |  | Description |  |  | FALSE | FALSE |  |  | FALSE
COMMENTS | FALSE | FALSE | TRUE | General information | Comments | MULTILINE_VARCHAR |  | Comments | {"custom_widget":"Word Processor"} |  | FALSE | FALSE |  |  | FALSE
MAIN_CATEGORY | FALSE | FALSE | TRUE | General information | Main category | CONTROLLEDVOCABULARY | COMPONENTMAINCATEGORYENUM | Main category |  |  | FALSE | FALSE |  |  | FALSE
SUB_CATEGORY | FALSE | FALSE | TRUE | General information | Sub category | CONTROLLEDVOCABULARY | COMPONENTSUBCATEGORYENUM | Sub category |  |  | FALSE | FALSE |  |  | FALSE
MANUFACTURER | FALSE | FALSE | TRUE | General information | Manufacturer | SAMPLE |  | Manufacturer |  |  | FALSE | FALSE |  |  | FALSE
MODEL | FALSE | FALSE | TRUE | General information | Model | VARCHAR |  | Model |  |  | FALSE | FALSE |  |  | FALSE
SERIAL_NUMBER | FALSE | FALSE | TRUE | General information | Serial number | VARCHAR |  | Serial number |  |  | FALSE | FALSE |  |  | FALSE
EMPA_ID | FALSE | FALSE | TRUE | General information | Empa ID | VARCHAR |  | Empa ID |  |  | FALSE | FALSE |  |  | FALSE
LOCATION | FALSE | FALSE | TRUE | General information | Location | SAMPLE |  | Location |  |  | FALSE | FALSE |  |  | FALSE
OBJECT_STATUS | FALSE | FALSE | TRUE | General information | Object status | CONTROLLEDVOCABULARY | OBJECTSTATUSENUM | Object status |  |  | FALSE | FALSE |  |  | FALSE
RECEIVE_DATE | FALSE | FALSE | TRUE | General information | Receive date | DATE |  | Receive date |  |  | FALSE | FALSE |  |  | FALSE
TARGET_TEMPERATURE_K | FALSE | FALSE | TRUE | Settings | Target temperature [K] | REAL |  | Target temperature [K] |  |  | FALSE | FALSE |  |  | FALSE
CRYOGEN | FALSE | FALSE | TRUE | Settings | Cryogen | VARCHAR |  | Cryogen |  |  | FALSE | FALSE |  |  | FALSE
SAMPLE_TYPE
Code | Internal | Description | Auto generate codes | Validation script | Generated code prefix | Ontology Id | Ontology Annotation Id | Ontology Version | Type Group
CRYOSTAT_SETTINGS | FALSE | Cryostat Settings | TRUE |  | CRST
Code | Internal | Mandatory | Show in edit views | Section | Property label | Data type | Vocabulary code | Description | Metadata | Dynamic script | Multivalued | Unique | Pattern | Pattern Type | Internal Assignment | Ontology Id | Ontology Annotation Id | Ontology Version
NAME | TRUE | FALSE | TRUE |  | Name | VARCHAR |  | Name |  |  | FALSE | FALSE |  |  | FALSE
TARGET_TEMPERATURE_K | FALSE | FALSE | TRUE |  | Target temperature [K] | REAL |  | Target temperature [K] |  |  | FALSE | FALSE |  |  | FALSE
CRYOGEN | FALSE | FALSE | TRUE |  | Cryogen | VARCHAR |  | Cryogen |  |  | FALSE | FALSE |  |  | FALSE
SAMPLE_TYPE
Code | Internal | Description | Auto generate codes | Validation script | Generated code prefix | Ontology Id | Ontology Annotation Id | Ontology Version | Type Group
COOLDOWN | FALSE | Cooldown | TRUE |  | COOL
Code | Internal | Mandatory | Show in edit views | Section | Property label | Data type | Vocabulary code | Description | Metadata | Dynamic script | Multivalued | Unique | Pattern | Pattern Type | Internal Assignment | Ontology Id | Ontology Annotation Id | Ontology Version
NAME | TRUE | FALSE | TRUE |  | Name | VARCHAR |  | Name |  |  | FALSE | FALSE |  |  | FALSE
DESCRIPTION | FALSE | FALSE | TRUE |  | Description | VARCHAR |  | Description |  |  | FALSE | FALSE |  |  | FALSE
COMMENTS | FALSE | FALSE | TRUE |  | Comments | MULTILINE_VARCHAR |  | Comments | {"custom_widget":"Word Processor"} |  | FALSE | FALSE |  |  | FALSE
DURATION | FALSE | FALSE | TRUE |  | Duration | VARCHAR |  | Duration |  |  | FALSE | FALSE |  |  | FALSE
CRYOSTAT | FALSE | FALSE | TRUE |  | Cryostat | SAMPLE:CRYOSTAT |  | Cryostat |  |  | FALSE | FALSE |  |  | FALSE
CRYOSTAT_SETTINGS | FALSE | FALSE | TRUE |  | Cryostat Settings | SAMPLE:CRYOSTAT_SETTINGS |  | Cryostat Settings |  |  | FALSE | FALSE |  |  | FALSE
SAMPLE_TYPE
Code | Internal | Description | Auto generate codes | Validation script | Generated code prefix | Ontology Id | Ontology Annotation Id | Ontology Version | Type Group
DEWAR | FALSE | Dewar | TRUE |  | DWAR
Code | Internal | Mandatory | Show in edit views | Section | Property label | Data type | Vocabulary code | Description | Metadata | Dynamic script | Multivalued | Unique | Pattern | Pattern Type | Internal Assignment | Ontology Id | Ontology Annotation Id | Ontology Version
NAME | TRUE | FALSE | TRUE |  | Name | VARCHAR |  | Name |  |  | FALSE | FALSE |  |  | FALSE
DESCRIPTION | FALSE | FALSE | TRUE |  | Description | VARCHAR |  | Description |  |  | FALSE | FALSE |  |  | FALSE
CRYOGEN | FALSE | FALSE | TRUE |  | Cryogen | VARCHAR |  | Cryogen |  |  | FALSE | FALSE |  |  | FALSE
CURRENT_WEIGHT_KG | FALSE | FALSE | TRUE |  | Current weight [kg] | REAL |  | Current weight [kg] |  |  | FALSE | FALSE |  |  | FALSE
TARA_WEIGHT_KG | FALSE | FALSE | TRUE |  | Tara weight [kg] | REAL |  | Tara weight [kg] |  |  | FALSE | FALSE |  |  | FALSE
SAMPLE_TYPE
Code | Internal | Description | Auto generate codes | Validation script | Generated code prefix | Ontology Id | Ontology Annotation Id | Ontology Version | Type Group
CRYOGEN_FILLING_LOGENTRY | FALSE | ❄️ Cryogen Filling | TRUE |  | CRYOGENFILLINGLOG
Code | Internal | Mandatory | Show in edit views | Section | Property label | Data type | Vocabulary code | Description | Metadata | Dynamic script | Multivalued | Unique | Pattern | Pattern Type | Internal Assignment | Ontology Id | Ontology Annotation Id | Ontology Version
DESCRIPTION | FALSE | FALSE | FALSE | GeneralInfo | Description | VARCHAR |  | Description |  |  | FALSE | FALSE |  |  | FALSE
ILOG_LOGBOOK | FALSE | FALSE | FALSE | GeneralInfo | ILOG_LOGBOOK | BOOLEAN |  | This is the iLog logbook entry identifier. |  |  | FALSE | FALSE |  |  | FALSE
NAME | TRUE | FALSE | FALSE | GeneralInfo | Name | VARCHAR |  | Name |  |  | FALSE | FALSE |  |  | FALSE
VALID_FROM | FALSE | FALSE | TRUE | GeneralInfo | Valid From | VARCHAR |  | Valid From |  |  | FALSE | FALSE |  |  | FALSE
CRYOGEN | FALSE | FALSE | TRUE | GeneralInfo | Cryogen | VARCHAR |  | Cryogen |  |  | FALSE | FALSE |  |  | FALSE
WEIGHT_BEFORE_KG | FALSE | FALSE | TRUE | GeneralInfo | Weight Before [kg] | REAL |  | Weight Before [kg] |  |  | FALSE | FALSE |  |  | FALSE
WEIGHT_AFTER_KG | FALSE | FALSE | TRUE | GeneralInfo | Weight After [kg] | REAL |  | Weight After [kg] |  |  | FALSE | FALSE |  |  | FALSE
DOCUMENT | TRUE | FALSE | TRUE | GeneralInfo | Document | MULTILINE_VARCHAR |  | Document | {"custom_widget":"Word Processor"} |  | FALSE | FALSE |  |  | FALSE
DEWAR | FALSE | FALSE | TRUE | GeneralInfo | Dewar | SAMPLE:DEWAR |  | Dewar |  |  | FALSE | FALSE |  |  | FALSE
SAMPLE_TYPE
Code | Internal | Description | Auto generate codes | Validation script | Generated code prefix | Ontology Id | Ontology Annotation Id | Ontology Version | Type Group
CRYSTAL | FALSE | Crystal | TRUE |  | CRRE
Code | Internal | Mandatory | Show in edit views | Section | Property label | Data type | Vocabulary code | Description | Metadata | Dynamic script | Multivalued | Unique | Pattern | Pattern Type | Internal Assignment | Ontology Id | Ontology Annotation Id | Ontology Version
BARCODE | TRUE | FALSE | TRUE |  | Custom Barcode | VARCHAR |  | Custom Barcode |  |  | FALSE | FALSE |  |  | FALSE
NAME | TRUE | FALSE | TRUE |  | Name | VARCHAR |  | Name |  |  | FALSE | FALSE |  |  | FALSE
DESCRIPTION | FALSE | FALSE | TRUE |  | Description | VARCHAR |  | Description |  |  | FALSE | FALSE |  |  | FALSE
COMMENTS | FALSE | FALSE | TRUE |  | Comments | MULTILINE_VARCHAR |  | Comments | {"custom_widget":"Word Processor"} |  | FALSE | FALSE |  |  | FALSE
FACE | FALSE | FALSE | TRUE |  | Face | VARCHAR |  | Face |  |  | FALSE | FALSE |  |  | FALSE
MATERIAL | FALSE | FALSE | TRUE |  | Material | VARCHAR |  | Material |  |  | FALSE | FALSE |  |  | FALSE
SAMPLE_PLATE | FALSE | FALSE | TRUE |  | Sample plate | VARCHAR |  | Sample plate |  |  | FALSE | FALSE |  |  | FALSE
DIAMETER_MM | FALSE | FALSE | TRUE |  | Diameter [mm] | REAL |  | Diameter [mm] |  |  | FALSE | FALSE |  |  | FALSE
LENGTH_MM | FALSE | FALSE | TRUE |  | Length [mm] | REAL |  | Length [mm] |  |  | FALSE | FALSE |  |  | FALSE
WIDTH_MM | FALSE | FALSE | TRUE |  | Width [mm] | REAL |  | Width [mm] |  |  | FALSE | FALSE |  |  | FALSE
THICKNESS_MM | FALSE | FALSE | TRUE |  | Thickness [mm] | REAL |  | Thickness [mm] |  |  | FALSE | FALSE |  |  | FALSE
SCREW_MATERIAL | FALSE | FALSE | TRUE |  | Screw material | VARCHAR |  | Screw material |  |  | FALSE | FALSE |  |  | FALSE
SHAPE | FALSE | FALSE | TRUE |  | Shape | CONTROLLEDVOCABULARY | SHAPE_ENUM | Shape |  |  | FALSE | FALSE |  |  | FALSE
REFERENCE_NUMBER | FALSE | FALSE | TRUE |  | Reference number | VARCHAR |  | Reference number |  |  | FALSE | FALSE |  |  | FALSE
CURRENT_LOCATION | FALSE | FALSE | TRUE |  | Current location | MULTILINE_VARCHAR |  | Current location (Temporary. It should be replaced by Location in the meantime.) |  |  | FALSE | FALSE |  |  | FALSE
SPECIAL_STORAGE_CONDITIONS | FALSE | FALSE | TRUE |  | Special storage condition(s) | CONTROLLEDVOCABULARY | SPECIALSTORAGECONDITIONSENUM | Special storage condition(s) |  |  | TRUE | FALSE |  |  | FALSE
LOCATION | FALSE | FALSE | TRUE |  | Location | SAMPLE |  | Location |  |  | FALSE | FALSE |  |  | FALSE
PACKAGE_OPENING_DATE | FALSE | FALSE | TRUE |  | Package opening date | DATE |  | Package opening date |  |  | FALSE | FALSE |  |  | FALSE
OBJECT_STATUS | FALSE | FALSE | TRUE |  | Object status | CONTROLLEDVOCABULARY | OBJECTSTATUSENUM | Object status |  |  | FALSE | FALSE |  |  | FALSE
SUPPLIER | FALSE | FALSE | TRUE |  | Supplier | SAMPLE |  | Supplier |  |  | FALSE | FALSE |  |  | FALSE
SYNTHESISED_BY | FALSE | FALSE | TRUE |  | Synthesised by | SAMPLE |  | Synthesised by |  |  | TRUE | FALSE |  |  | FALSE
SUPPLIER_OWN_NAME | FALSE | FALSE | TRUE |  | Supplier own name | VARCHAR |  | Supplier own name |  |  | FALSE | FALSE |  |  | FALSE
RECEIVE_DATE | FALSE | FALSE | TRUE |  | Receive date | DATE |  | Receive date |  |  | FALSE | FALSE |  |  | FALSE
SAMPLE_TYPE
Code | Internal | Description | Auto generate codes | Validation script | Generated code prefix | Ontology Id | Ontology Annotation Id | Ontology Version | Type Group
CRYSTAL_CONCEPT | FALSE | Crystal Concept | TRUE |  | CRCO
Code | Internal | Mandatory | Show in edit views | Section | Property label | Data type | Vocabulary code | Description | Metadata | Dynamic script | Multivalued | Unique | Pattern | Pattern Type | Internal Assignment | Ontology Id | Ontology Annotation Id | Ontology Version
NAME | TRUE | FALSE | TRUE |  | Name | VARCHAR |  | Name |  |  | FALSE | FALSE |  |  | FALSE
FACE | FALSE | FALSE | TRUE |  | Face | VARCHAR |  | Face |  |  | FALSE | FALSE |  |  | FALSE
MATERIAL | FALSE | FALSE | TRUE |  | Material | VARCHAR |  | Material |  |  | FALSE | FALSE |  |  | FALSE
LATTICE_PARAMETERS_ANGSTROM | FALSE | FALSE | TRUE |  | Lattice parameters [Angstrom] | REAL |  | Lattice parameters [Angstrom] |  |  | TRUE | FALSE |  |  | FALSE
SPACE_GROUP | FALSE | FALSE | TRUE |  | Crystal space group | INTEGER |  | Crystal space group |  |  | FALSE | FALSE |  |  | FALSE
COMMENTS | FALSE | FALSE | TRUE |  | Comments | MULTILINE_VARCHAR |  | Comments | {"custom_widget":"Word Processor"} |  | FALSE | FALSE |  |  | FALSE
SAMPLE_TYPE
Code | Internal | Description | Auto generate codes | Validation script | Generated code prefix | Ontology Id | Ontology Annotation Id | Ontology Version | Type Group
CURRENT_OBSERVABLE | FALSE |  | TRUE |  | CURR
Code | Internal | Mandatory | Show in edit views | Section | Property label | Data type | Vocabulary code | Description | Metadata | Dynamic script | Multivalued | Unique | Pattern | Pattern Type | Internal Assignment | Ontology Id | Ontology Annotation Id | Ontology Version
NAME | TRUE | FALSE | TRUE |  | Name | VARCHAR |  | Name |  |  | FALSE | FALSE |  |  | FALSE
DESCRIPTION | FALSE | FALSE | TRUE |  | Description | VARCHAR |  | Description |  |  | FALSE | FALSE |  |  | FALSE
COMMENTS | FALSE | FALSE | TRUE |  | Comments | MULTILINE_VARCHAR |  | Comments | {"custom_widget":"Word Processor"} |  | FALSE | FALSE |  |  | FALSE
CHANNEL_NAME | FALSE | FALSE | TRUE |  | Channel name | VARCHAR |  | Channel name |  |  | FALSE | FALSE |  |  | FALSE
COMPONENT | FALSE | FALSE | TRUE |  | Component | SAMPLE |  | Component |  |  | FALSE | FALSE |  |  | FALSE
COMPONENT_SETTINGS | FALSE | FALSE | TRUE |  | Component settings | JSON |  | Component settings |  |  | FALSE | FALSE |  |  | FALSE
SAMPLE_TYPE
Code | Internal | Description | Auto generate codes | Validation script | Generated code prefix | Ontology Id | Ontology Annotation Id | Ontology Version | Type Group
MOLECULE | FALSE | Molecule | TRUE |  | MOLE
Code | Internal | Mandatory | Show in edit views | Section | Property label | Data type | Vocabulary code | Description | Metadata | Dynamic script | Multivalued | Unique | Pattern | Pattern Type | Internal Assignment | Ontology Id | Ontology Annotation Id | Ontology Version
NAME | TRUE | FALSE | TRUE |  | Name | VARCHAR |  | Name |  |  | FALSE | FALSE |  |  | FALSE
CHEMDRAW_NAME | FALSE | FALSE | TRUE |  | Chemdraw name | VARCHAR |  | Chemdraw name |  |  | FALSE | FALSE |  |  | FALSE
EMPA_NUMBER | FALSE | FALSE | TRUE |  | Empa number | INTEGER |  | Empa number |  |  | FALSE | FALSE |  |  | FALSE
SMILES | FALSE | FALSE | TRUE |  | SMILES | VARCHAR |  | SMILES |  |  | FALSE | FALSE |  |  | FALSE
SUM_FORMULA | FALSE | FALSE | TRUE |  | Sum formula | VARCHAR |  | Sum formula |  |  | FALSE | FALSE |  |  | FALSE
CAS_NUMBER | FALSE | FALSE | TRUE |  | CAS number | VARCHAR |  | CAS number |  |  | FALSE | FALSE |  |  | FALSE
IUPAC_NAME | FALSE | FALSE | TRUE |  | IUPAC name | VARCHAR |  | IUPAC name |  |  | FALSE | FALSE |  |  | FALSE
DESCRIPTION | FALSE | FALSE | TRUE |  | Description | VARCHAR |  | Description |  |  | FALSE | FALSE |  |  | FALSE
COMMENTS | FALSE | FALSE | TRUE |  | Comments | MULTILINE_VARCHAR |  | Comments | {"custom_widget":"Word Processor"} |  | FALSE | FALSE |  |  | FALSE
SAMPLE_TYPE
Code | Internal | Description | Auto generate codes | Validation script | Generated code prefix | Ontology Id | Ontology Annotation Id | Ontology Version | Type Group
DEGASING_LOGENTRY | FALSE | ?? Degasing | TRUE |  | DEGASINGLOG
Code | Internal | Mandatory | Show in edit views | Section | Property label | Data type | Vocabulary code | Description | Metadata | Dynamic script | Multivalued | Unique | Pattern | Pattern Type | Internal Assignment | Ontology Id | Ontology Annotation Id | Ontology Version
DESCRIPTION | FALSE | FALSE | FALSE | GeneralInfo | Description | VARCHAR |  | Description |  |  | FALSE | FALSE |  |  | FALSE
ILOG_LOGBOOK | FALSE | FALSE | FALSE | GeneralInfo | ILOG_LOGBOOK | BOOLEAN |  | This is the iLog logbook entry identifier. |  |  | FALSE | FALSE |  |  | FALSE
NAME | TRUE | FALSE | FALSE | GeneralInfo | Name | VARCHAR |  | Name |  |  | FALSE | FALSE |  |  | FALSE
VALID_FROM | FALSE | FALSE | TRUE | GeneralInfo | Valid From | VARCHAR |  | Valid From |  |  | FALSE | FALSE |  |  | FALSE
MOLECULE | FALSE | FALSE | TRUE | GeneralInfo | Molecule | SAMPLE:MOLECULE |  | Molecule |  |  | FALSE | FALSE |  |  | FALSE
TEMPERATURE_CELSIUS | FALSE | FALSE | TRUE | GeneralInfo | Temperature [Celsius] | REAL |  | Temperature [Celsius] |  |  | FALSE | FALSE |  |  | FALSE
DURATION | FALSE | FALSE | TRUE | GeneralInfo | Duration | VARCHAR |  | Duration |  |  | FALSE | FALSE |  |  | FALSE
DOCUMENT | TRUE | FALSE | TRUE | GeneralInfo | Document | MULTILINE_VARCHAR |  | Document | {"custom_widget":"Word Processor"} |  | FALSE | FALSE |  |  | FALSE
SAMPLE_TYPE
Code | Internal | Description | Auto generate codes | Validation script | Generated code prefix | Ontology Id | Ontology Annotation Id | Ontology Version | Type Group
DELAMINATION | FALSE |  | TRUE |  | DELA
Code | Internal | Mandatory | Show in edit views | Section | Property label | Data type | Vocabulary code | Description | Metadata | Dynamic script | Multivalued | Unique | Pattern | Pattern Type | Internal Assignment | Ontology Id | Ontology Annotation Id | Ontology Version
NAME | TRUE | FALSE | TRUE |  | Name | VARCHAR |  | Name |  |  | FALSE | FALSE |  |  | FALSE
DESCRIPTION | FALSE | FALSE | TRUE |  | Description | VARCHAR |  | Description |  |  | FALSE | FALSE |  |  | FALSE
COMMENTS | FALSE | FALSE | TRUE |  | Comments | MULTILINE_VARCHAR |  | Comments | {"custom_widget":"Word Processor"} |  | FALSE | FALSE |  |  | FALSE
DURATION | FALSE | FALSE | TRUE |  | Duration | VARCHAR |  | Duration |  |  | FALSE | FALSE |  |  | FALSE
COMPONENTS_NAMES | FALSE | FALSE | TRUE |  | Component(s) name(s) | VARCHAR |  | Component(s) name(s) |  |  | TRUE | FALSE |  |  | FALSE
COMPONENTS_SETTINGS_VALUES | FALSE | FALSE | TRUE |  | Component(s) settings values | VARCHAR |  | Component(s) settings values |  |  | TRUE | FALSE |  |  | FALSE
SAMPLE_TYPE
Code | Internal | Description | Auto generate codes | Validation script | Generated code prefix | Ontology Id | Ontology Annotation Id | Ontology Version | Type Group
PERSON | FALSE | Person | TRUE |  | PERS
Code | Internal | Mandatory | Show in edit views | Section | Property label | Data type | Vocabulary code | Description | Metadata | Dynamic script | Multivalued | Unique | Pattern | Pattern Type | Internal Assignment | Ontology Id | Ontology Annotation Id | Ontology Version
NAME | TRUE | FALSE | TRUE |  | Name | VARCHAR |  | Name |  |  | FALSE | FALSE |  |  | FALSE
USERNAME | FALSE | FALSE | TRUE |  | Username | VARCHAR |  | Username |  |  | FALSE | FALSE |  |  | FALSE
EMAIL | FALSE | FALSE | TRUE |  | Email | VARCHAR |  | Email |  |  | FALSE | FALSE |  |  | FALSE
WORK_PHONE | FALSE | FALSE | TRUE |  | Work phone | VARCHAR |  | Work phone |  |  | FALSE | FALSE |  |  | FALSE
WORK_STATUS | FALSE | FALSE | TRUE |  | Work status | CONTROLLEDVOCABULARY | WORKSTATUSENUM | Work status |  |  | FALSE | FALSE |  |  | FALSE
OFFICE | FALSE | FALSE | TRUE |  | Office | SAMPLE |  | Office |  |  | FALSE | FALSE |  |  | FALSE
JOB_TITLE | FALSE | FALSE | TRUE |  | Job title | VARCHAR |  | Job title |  |  | FALSE | FALSE |  |  | FALSE
AFFILIATIONS | FALSE | FALSE | TRUE |  | Affiliation(s) | SAMPLE |  | Affiliation(s) |  |  | TRUE | FALSE |  |  | FALSE
NANOTECH_SURFACES_SUBGROUP | FALSE | FALSE | TRUE |  | nanotech@surfaces subgroup | CONTROLLEDVOCABULARY | NANOTECHSURFACESSUBGROUPENUM | nanotech@surfaces subgroup |  |  | FALSE | FALSE |  |  | FALSE
SAMPLE_TYPE
Code | Internal | Description | Auto generate codes | Validation script | Generated code prefix | Ontology Id | Ontology Annotation Id | Ontology Version | Type Group
SUBSTANCE | FALSE | Substance | TRUE |  | SUBS
Code | Internal | Mandatory | Show in edit views | Section | Property label | Data type | Vocabulary code | Description | Metadata | Dynamic script | Multivalued | Unique | Pattern | Pattern Type | Internal Assignment | Ontology Id | Ontology Annotation Id | Ontology Version
NAME | TRUE | FALSE | TRUE | General information | Name | VARCHAR |  | Name |  |  | FALSE | FALSE |  |  | FALSE
BARCODE | TRUE | FALSE | TRUE | General information | Custom Barcode | VARCHAR |  | Custom Barcode |  |  | FALSE | FALSE |  |  | FALSE
DESCRIPTION | FALSE | FALSE | TRUE | General information | Description | VARCHAR |  | Description |  |  | FALSE | FALSE |  |  | FALSE
EMPA_NUMBER | FALSE | FALSE | TRUE | General information | Empa number | INTEGER |  | Empa number |  |  | FALSE | FALSE |  |  | FALSE
BATCH | FALSE | FALSE | TRUE | General information | Batch | VARCHAR |  | Batch |  |  | FALSE | FALSE |  |  | FALSE
VIAL | FALSE | FALSE | TRUE | General information | Vial | VARCHAR |  | Vial |  |  | FALSE | FALSE |  |  | FALSE
OBJECT_STATUS | FALSE | FALSE | TRUE | General information | Object status | CONTROLLEDVOCABULARY | OBJECTSTATUSENUM | Object status |  |  | FALSE | FALSE |  |  | FALSE
PACKAGE_OPENING_DATE | FALSE | FALSE | TRUE | General information | Package opening date | DATE |  | Package opening date |  |  | FALSE | FALSE |  |  | FALSE
STUDIED_BY | FALSE | FALSE | TRUE | General information | Studied by | SAMPLE:PERSON |  | Studied by |  |  | TRUE | FALSE |  |  | FALSE
SUPPLIER | FALSE | FALSE | TRUE | General information | Supplier | SAMPLE |  | Supplier |  |  | FALSE | FALSE |  |  | FALSE
SYNTHESISED_BY | FALSE | FALSE | TRUE | General information | Synthesised by | SAMPLE |  | Synthesised by |  |  | TRUE | FALSE |  |  | FALSE
SUPPLIER_OWN_NAME | FALSE | FALSE | TRUE | General information | Supplier own name | VARCHAR |  | Supplier own name |  |  | FALSE | FALSE |  |  | FALSE
RECEIVE_DATE | FALSE | FALSE | TRUE | General information | Receive date | DATE |  | Receive date |  |  | FALSE | FALSE |  |  | FALSE
COMMENTS | FALSE | FALSE | TRUE | General information | Comments | MULTILINE_VARCHAR |  | Comments | {"custom_widget":"Word Processor"} |  | FALSE | FALSE |  |  | FALSE
EVAPORATION_TEMPERATURES | FALSE | FALSE | TRUE | Chemical properties | Evaporation temperature(s) | XML |  | Evaporation temperature(s) | {"custom_widget":"Spreadsheet"} |  | FALSE | FALSE |  |  | FALSE
PURITY | FALSE | FALSE | TRUE | Chemical properties | Purity (%) | REAL |  | Purity (%) |  |  | FALSE | FALSE |  |  | FALSE
SUBSTANCE_TYPE | FALSE | FALSE | TRUE | Chemical properties | Substance type | VARCHAR |  | Substance type |  |  | FALSE | FALSE |  |  | FALSE
AMOUNT_MG | FALSE | FALSE | TRUE | Storage | Amount [mg] | REAL |  | Amount [mg] |  |  | FALSE | FALSE |  |  | FALSE
AMOUNT_ML | FALSE | FALSE | TRUE | Storage | Amount [ml] | REAL |  | Amount [ml] |  |  | FALSE | FALSE |  |  | FALSE
LOCATION | FALSE | FALSE | TRUE | Storage | Location | SAMPLE |  | Location |  |  | FALSE | FALSE |  |  | FALSE
SPECIAL_STORAGE_CONDITIONS | FALSE | FALSE | TRUE | Storage | Special storage condition(s) | CONTROLLEDVOCABULARY | SPECIALSTORAGECONDITIONSENUM | Special storage condition(s) |  |  | TRUE | FALSE |  |  | FALSE
STORAGE_FIELD | FALSE | FALSE | TRUE | Storage | Storage Field | VARCHAR |  | Storage Field (e.g. A34D) |  |  | FALSE | FALSE |  |  | FALSE
SAMPLE_TYPE
Code | Internal | Description | Auto generate codes | Validation script | Generated code prefix | Ontology Id | Ontology Annotation Id | Ontology Version | Type Group
DEPOSITION | FALSE | Deposition | TRUE |  | DEPO
Code | Internal | Mandatory | Show in edit views | Section | Property label | Data type | Vocabulary code | Description | Metadata | Dynamic script | Multivalued | Unique | Pattern | Pattern Type | Internal Assignment | Ontology Id | Ontology Annotation Id | Ontology Version
NAME | TRUE | FALSE | TRUE |  | Name | VARCHAR |  | Name |  |  | FALSE | FALSE |  |  | FALSE
DESCRIPTION | FALSE | FALSE | TRUE |  | Description | VARCHAR |  | Description |  |  | FALSE | FALSE |  |  | FALSE
COMMENTS | FALSE | FALSE | TRUE |  | Comments | MULTILINE_VARCHAR |  | Comments | {"custom_widget":"Word Processor"} |  | FALSE | FALSE |  |  | FALSE
DURATION | FALSE | FALSE | TRUE |  | Duration | VARCHAR |  | Duration |  |  | FALSE | FALSE |  |  | FALSE
SUBSTANCE | FALSE | FALSE | TRUE |  | Substance | SAMPLE:SUBSTANCE |  | Substance |  |  | FALSE | FALSE |  |  | FALSE
6_FOLD_EVAPORATOR | FALSE | FALSE | TRUE |  | 6-Fold Evaporator | SAMPLE:6_FOLD_EVAPORATOR |  | 6-Fold Evaporator |  |  | FALSE | FALSE |  |  | FALSE
DC_EVAPORATOR | FALSE | FALSE | TRUE |  | DC Evaporator | SAMPLE:DC_EVAPORATOR |  | DC Evaporator |  |  | FALSE | FALSE |  |  | FALSE
6_FOLD_EVAPORATOR_SETTINGS | FALSE | FALSE | TRUE |  | 6-Fold Evaporator Settings | SAMPLE:6_FOLD_EVAPORATOR_SETTINGS |  | 6-Fold Evaporator Settings |  |  | FALSE | FALSE |  |  | FALSE
DC_EVAPORATOR_SETTINGS | FALSE | FALSE | TRUE |  | DC Evaporator Settings | SAMPLE:DC_EVAPORATOR_SETTINGS |  | DC Evaporator Settings |  |  | FALSE | FALSE |  |  | FALSE
SAMPLE_TYPE
Code | Internal | Description | Auto generate codes | Validation script | Generated code prefix | Ontology Id | Ontology Annotation Id | Ontology Version | Type Group
DEVICE_SUBSTRATE | FALSE | Device Substrate | TRUE |  | DVSB
Code | Internal | Mandatory | Show in edit views | Section | Property label | Data type | Vocabulary code | Description | Metadata | Dynamic script | Multivalued | Unique | Pattern | Pattern Type | Internal Assignment | Ontology Id | Ontology Annotation Id | Ontology Version
NAME | TRUE | FALSE | TRUE |  | Name | VARCHAR |  | Name |  |  | FALSE | FALSE |  |  | FALSE
DESCRIPTION | FALSE | FALSE | TRUE |  | Description | VARCHAR |  | Description |  |  | FALSE | FALSE |  |  | FALSE
COMMENTS | FALSE | FALSE | TRUE |  | Comments | MULTILINE_VARCHAR |  | Comments | {"custom_widget":"Word Processor"} |  | FALSE | FALSE |  |  | FALSE
LOCATION | FALSE | FALSE | TRUE |  | Location | SAMPLE |  | Location |  |  | FALSE | FALSE |  |  | FALSE
SPECIAL_STORAGE_CONDITIONS | FALSE | FALSE | TRUE |  | Special storage condition(s) | CONTROLLEDVOCABULARY | SPECIALSTORAGECONDITIONSENUM | Special storage condition(s) |  |  | TRUE | FALSE |  |  | FALSE
SAMPLE_PLATE | FALSE | FALSE | TRUE |  | Sample plate | VARCHAR |  | Sample plate |  |  | FALSE | FALSE |  |  | FALSE
OBJECT_STATUS | FALSE | FALSE | TRUE |  | Object status | CONTROLLEDVOCABULARY | OBJECTSTATUSENUM | Object status |  |  | FALSE | FALSE |  |  | FALSE
SUPPLIER | FALSE | FALSE | TRUE |  | Supplier | SAMPLE |  | Supplier |  |  | FALSE | FALSE |  |  | FALSE
SYNTHESIED_BY | FALSE | FALSE | TRUE |  | Synthesised by | SAMPLE |  | Synthesised by |  |  | TRUE | FALSE |  |  | FALSE
SUPPLIER_OWN_NAME | FALSE | FALSE | TRUE |  | Supplier own name | VARCHAR |  | Supplier own name |  |  | FALSE | FALSE |  |  | FALSE
RECEIVE_DATE | FALSE | FALSE | TRUE |  | Receive date | DATE |  | Receive date |  |  | FALSE | FALSE |  |  | FALSE
SAMPLE_TYPE
Code | Internal | Description | Auto generate codes | Validation script | Generated code prefix | Ontology Id | Ontology Annotation Id | Ontology Version | Type Group
GAS_BOTTLE | FALSE | Gas Bottle | TRUE |  | GASB
Code | Internal | Mandatory | Show in edit views | Section | Property label | Data type | Vocabulary code | Description | Metadata | Dynamic script | Multivalued | Unique | Pattern | Pattern Type | Internal Assignment | Ontology Id | Ontology Annotation Id | Ontology Version
NAME | TRUE | FALSE | TRUE |  | Name | VARCHAR |  | Name |  |  | FALSE | FALSE |  |  | FALSE
CHEMICAL_FORMULA | FALSE | FALSE | TRUE |  | Chemical formula | VARCHAR |  | Chemical formula |  |  | FALSE | FALSE |  |  | FALSE
AMOUNT_MG | FALSE | FALSE | TRUE |  | Amount [mg] | REAL |  | Amount [mg] |  |  | FALSE | FALSE |  |  | FALSE
AMOUNT_ML | FALSE | FALSE | TRUE |  | Amount [ml] | REAL |  | Amount [ml] |  |  | FALSE | FALSE |  |  | FALSE
LOCATION | FALSE | FALSE | TRUE |  | Location | SAMPLE |  | Location |  |  | FALSE | FALSE |  |  | FALSE
SPECIAL_STORAGE_CONDITIONS | FALSE | FALSE | TRUE |  | Special storage condition(s) | CONTROLLEDVOCABULARY | SPECIALSTORAGECONDITIONSENUM | Special storage condition(s) |  |  | TRUE | FALSE |  |  | FALSE
PACKAGE_OPENING_DATE | FALSE | FALSE | TRUE |  | Package opening date | DATE |  | Package opening date |  |  | FALSE | FALSE |  |  | FALSE
OBJECT_STATUS | FALSE | FALSE | TRUE |  | Object status | CONTROLLEDVOCABULARY | OBJECTSTATUSENUM | Object status |  |  | FALSE | FALSE |  |  | FALSE
SUPPLIER | FALSE | FALSE | TRUE |  | Supplier | SAMPLE |  | Supplier |  |  | FALSE | FALSE |  |  | FALSE
RECEIVE_DATE | FALSE | FALSE | TRUE |  | Receive date | DATE |  | Receive date |  |  | FALSE | FALSE |  |  | FALSE
COMMENTS | FALSE | FALSE | TRUE |  | Comments | MULTILINE_VARCHAR |  | Comments | {"custom_widget":"Word Processor"} |  | FALSE | FALSE |  |  | FALSE
SAMPLE_TYPE
Code | Internal | Description | Auto generate codes | Validation script | Generated code prefix | Ontology Id | Ontology Annotation Id | Ontology Version | Type Group
VALVE_SETTINGS | FALSE | Valve Settings | TRUE |  | VVST
Code | Internal | Mandatory | Show in edit views | Section | Property label | Data type | Vocabulary code | Description | Metadata | Dynamic script | Multivalued | Unique | Pattern | Pattern Type | Internal Assignment | Ontology Id | Ontology Annotation Id | Ontology Version
NAME | TRUE | FALSE | TRUE |  | Name | VARCHAR |  | Name |  |  | FALSE | FALSE |  |  | FALSE
PRESSURE_MBAR | FALSE | FALSE | TRUE |  | Pressure [mbar] | REAL |  | Pressure [mbar] |  |  | FALSE | FALSE |  |  | FALSE
SAMPLE_TYPE
Code | Internal | Description | Auto generate codes | Validation script | Generated code prefix | Ontology Id | Ontology Annotation Id | Ontology Version | Type Group
VALVE | FALSE | Valve | TRUE |  | VALV
Code | Internal | Mandatory | Show in edit views | Section | Property label | Data type | Vocabulary code | Description | Metadata | Dynamic script | Multivalued | Unique | Pattern | Pattern Type | Internal Assignment | Ontology Id | Ontology Annotation Id | Ontology Version
NAME | TRUE | FALSE | TRUE |  | Name | VARCHAR |  | Name |  |  | FALSE | FALSE |  |  | FALSE
DESCRIPTION | FALSE | FALSE | TRUE |  | Description | VARCHAR |  | Description |  |  | FALSE | FALSE |  |  | FALSE
COMMENTS | FALSE | FALSE | TRUE |  | Comments | MULTILINE_VARCHAR |  | Comments | {"custom_widget":"Word Processor"} |  | FALSE | FALSE |  |  | FALSE
MAIN_CATEGORY | FALSE | FALSE | TRUE |  | Main category | CONTROLLEDVOCABULARY | COMPONENTMAINCATEGORYENUM | Main category |  |  | FALSE | FALSE |  |  | FALSE
SUB_CATEGORY | FALSE | FALSE | TRUE |  | Sub category | CONTROLLEDVOCABULARY | COMPONENTSUBCATEGORYENUM | Sub category |  |  | FALSE | FALSE |  |  | FALSE
MANUFACTURER | FALSE | FALSE | TRUE |  | Manufacturer | SAMPLE |  | Manufacturer |  |  | FALSE | FALSE |  |  | FALSE
MODEL | FALSE | FALSE | TRUE |  | Model | VARCHAR |  | Model |  |  | FALSE | FALSE |  |  | FALSE
SERIAL_NUMBER | FALSE | FALSE | TRUE |  | Serial number | VARCHAR |  | Serial number |  |  | FALSE | FALSE |  |  | FALSE
EMPA_ID | FALSE | FALSE | TRUE |  | Empa ID | VARCHAR |  | Empa ID |  |  | FALSE | FALSE |  |  | FALSE
LOCATION | FALSE | FALSE | TRUE |  | Location | SAMPLE |  | Location |  |  | FALSE | FALSE |  |  | FALSE
OBJECT_STATUS | FALSE | FALSE | TRUE |  | Object status | CONTROLLEDVOCABULARY | OBJECTSTATUSENUM | Object status |  |  | FALSE | FALSE |  |  | FALSE
RECEIVE_DATE | FALSE | FALSE | TRUE |  | Receive date | DATE |  | Receive date |  |  | FALSE | FALSE |  |  | FALSE
PRESSURE_MBAR | FALSE | FALSE | TRUE |  | Pressure [mbar] | REAL |  | Pressure [mbar] |  |  | FALSE | FALSE |  |  | FALSE
SAMPLE_TYPE
Code | Internal | Description | Auto generate codes | Validation script | Generated code prefix | Ontology Id | Ontology Annotation Id | Ontology Version | Type Group
DOSING | FALSE | Dosing | TRUE |  | GASD
Code | Internal | Mandatory | Show in edit views | Section | Property label | Data type | Vocabulary code | Description | Metadata | Dynamic script | Multivalued | Unique | Pattern | Pattern Type | Internal Assignment | Ontology Id | Ontology Annotation Id | Ontology Version
NAME | TRUE | FALSE | TRUE |  | Name | VARCHAR |  | Name |  |  | FALSE | FALSE |  |  | FALSE
DESCRIPTION | FALSE | FALSE | TRUE |  | Description | VARCHAR |  | Description |  |  | FALSE | FALSE |  |  | FALSE
COMMENTS | FALSE | FALSE | TRUE |  | Comments | MULTILINE_VARCHAR |  | Comments | {"custom_widget":"Word Processor"} |  | FALSE | FALSE |  |  | FALSE
DURATION | FALSE | FALSE | TRUE |  | Duration | VARCHAR |  | Duration |  |  | FALSE | FALSE |  |  | FALSE
GAS_BOTTLE | FALSE | FALSE | TRUE |  | Dosing gas | SAMPLE:GAS_BOTTLE |  | Dosing gas |  |  | FALSE | FALSE |  |  | FALSE
VALVE_SETTINGS | FALSE | FALSE | TRUE |  | Valve Settings | SAMPLE:VALVE_SETTINGS |  | Valve Settings |  |  | FALSE | FALSE |  |  | FALSE
VALVE | FALSE | FALSE | TRUE |  | Valve | SAMPLE:VALVE |  | Valve |  |  | FALSE | FALSE |  |  | FALSE
SAMPLE_TYPE
Code | Internal | Description | Auto generate codes | Validation script | Generated code prefix | Ontology Id | Ontology Annotation Id | Ontology Version | Type Group
DRAFT | FALSE | Draft | TRUE |  | DRFT
Code | Internal | Mandatory | Show in edit views | Section | Property label | Data type | Vocabulary code | Description | Metadata | Dynamic script | Multivalued | Unique | Pattern | Pattern Type | Internal Assignment | Ontology Id | Ontology Annotation Id | Ontology Version
NAME | TRUE | FALSE | TRUE |  | Name | VARCHAR |  | Name |  |  | FALSE | FALSE |  |  | FALSE
DESCRIPTION | FALSE | FALSE | TRUE |  | Description | VARCHAR |  | Description |  |  | FALSE | FALSE |  |  | FALSE
COMMENTS | FALSE | FALSE | TRUE |  | Comments | MULTILINE_VARCHAR |  | Comments | {"custom_widget":"Word Processor"} |  | FALSE | FALSE |  |  | FALSE
DRAFT_TYPE | FALSE | FALSE | TRUE |  | Draft type | CONTROLLEDVOCABULARY | DRAFTTYPEENUM | Draft type |  |  | FALSE | FALSE |  |  | FALSE
SAMPLE_TYPE
Code | Internal | Description | Auto generate codes | Validation script | Generated code prefix | Ontology Id | Ontology Annotation Id | Ontology Version | Type Group
EBSD_DETECTOR | FALSE |  | TRUE |  | EBSD
Code | Internal | Mandatory | Show in edit views | Section | Property label | Data type | Vocabulary code | Description | Metadata | Dynamic script | Multivalued | Unique | Pattern | Pattern Type | Internal Assignment | Ontology Id | Ontology Annotation Id | Ontology Version
LOCATION | FALSE | FALSE | FALSE | General Info | Location | SAMPLE |  | Location |  |  | FALSE | FALSE |  |  | FALSE
DESCRIPTION | FALSE | FALSE | FALSE | General Info | Description | VARCHAR |  | Description |  |  | FALSE | FALSE |  |  | FALSE
NAME | TRUE | FALSE | FALSE | General Info | Name | VARCHAR |  | Name |  |  | FALSE | FALSE |  |  | FALSE
SAMPLE_TYPE
Code | Internal | Description | Auto generate codes | Validation script | Generated code prefix | Ontology Id | Ontology Annotation Id | Ontology Version | Type Group
EDX_DETECTOR | FALSE |  | TRUE |  | EDXD
Code | Internal | Mandatory | Show in edit views | Section | Property label | Data type | Vocabulary code | Description | Metadata | Dynamic script | Multivalued | Unique | Pattern | Pattern Type | Internal Assignment | Ontology Id | Ontology Annotation Id | Ontology Version
LOCATION | FALSE | FALSE | FALSE | General Info | Location | SAMPLE |  | Location |  |  | FALSE | FALSE |  |  | FALSE
DESCRIPTION | FALSE | FALSE | FALSE | General Info | Description | VARCHAR |  | Description |  |  | FALSE | FALSE |  |  | FALSE
NAME | TRUE | FALSE | FALSE | General Info | Name | VARCHAR |  | Name |  |  | FALSE | FALSE |  |  | FALSE
SAMPLE_TYPE
Code | Internal | Description | Auto generate codes | Validation script | Generated code prefix | Ontology Id | Ontology Annotation Id | Ontology Version | Type Group
ELECTRONICS | FALSE | Electronics | TRUE |  | ELTR
Code | Internal | Mandatory | Show in edit views | Section | Property label | Data type | Vocabulary code | Description | Metadata | Dynamic script | Multivalued | Unique | Pattern | Pattern Type | Internal Assignment | Ontology Id | Ontology Annotation Id | Ontology Version
NAME | TRUE | FALSE | TRUE |  | Name | VARCHAR |  | Name |  |  | FALSE | FALSE |  |  | FALSE
DESCRIPTION | FALSE | FALSE | TRUE |  | Description | VARCHAR |  | Description |  |  | FALSE | FALSE |  |  | FALSE
COMMENTS | FALSE | FALSE | TRUE |  | Comments | MULTILINE_VARCHAR |  | Comments | {"custom_widget":"Word Processor"} |  | FALSE | FALSE |  |  | FALSE
MAIN_CATEGORY | FALSE | FALSE | TRUE |  | Main category | CONTROLLEDVOCABULARY | COMPONENTMAINCATEGORYENUM | Main category |  |  | FALSE | FALSE |  |  | FALSE
SUB_CATEGORY | FALSE | FALSE | TRUE |  | Sub category | CONTROLLEDVOCABULARY | COMPONENTSUBCATEGORYENUM | Sub category |  |  | FALSE | FALSE |  |  | FALSE
MANUFACTURER | FALSE | FALSE | TRUE |  | Manufacturer | SAMPLE |  | Manufacturer |  |  | FALSE | FALSE |  |  | FALSE
MODEL | FALSE | FALSE | TRUE |  | Model | VARCHAR |  | Model |  |  | FALSE | FALSE |  |  | FALSE
SERIAL_NUMBER | FALSE | FALSE | TRUE |  | Serial number | VARCHAR |  | Serial number |  |  | FALSE | FALSE |  |  | FALSE
EMPA_ID | FALSE | FALSE | TRUE |  | Empa ID | VARCHAR |  | Empa ID |  |  | FALSE | FALSE |  |  | FALSE
LOCATION | FALSE | FALSE | TRUE |  | Location | SAMPLE |  | Location |  |  | FALSE | FALSE |  |  | FALSE
OBJECT_STATUS | FALSE | FALSE | TRUE |  | Object status | CONTROLLEDVOCABULARY | OBJECTSTATUSENUM | Object status |  |  | FALSE | FALSE |  |  | FALSE
RECEIVE_DATE | FALSE | FALSE | TRUE |  | Receive date | DATE |  | Receive date |  |  | FALSE | FALSE |  |  | FALSE
SAMPLE_TYPE
Code | Internal | Description | Auto generate codes | Validation script | Generated code prefix | Ontology Id | Ontology Annotation Id | Ontology Version | Type Group
ELEMENTAL_COMPOSITION_OBSERVABLE | FALSE |  | TRUE |  | ELEM
Code | Internal | Mandatory | Show in edit views | Section | Property label | Data type | Vocabulary code | Description | Metadata | Dynamic script | Multivalued | Unique | Pattern | Pattern Type | Internal Assignment | Ontology Id | Ontology Annotation Id | Ontology Version
NAME | TRUE | FALSE | TRUE |  | Name | VARCHAR |  | Name |  |  | FALSE | FALSE |  |  | FALSE
DESCRIPTION | FALSE | FALSE | TRUE |  | Description | VARCHAR |  | Description |  |  | FALSE | FALSE |  |  | FALSE
COMMENTS | FALSE | FALSE | TRUE |  | Comments | MULTILINE_VARCHAR |  | Comments | {"custom_widget":"Word Processor"} |  | FALSE | FALSE |  |  | FALSE
CHANNEL_NAME | FALSE | FALSE | TRUE |  | Channel name | VARCHAR |  | Channel name |  |  | FALSE | FALSE |  |  | FALSE
COMPONENT | FALSE | FALSE | TRUE |  | Component | SAMPLE |  | Component |  |  | FALSE | FALSE |  |  | FALSE
COMPONENT_SETTINGS | FALSE | FALSE | TRUE |  | Component settings | JSON |  | Component settings |  |  | FALSE | FALSE |  |  | FALSE
SAMPLE_TYPE
Code | Internal | Description | Auto generate codes | Validation script | Generated code prefix | Ontology Id | Ontology Annotation Id | Ontology Version | Type Group
ENTRY | FALSE |  | TRUE |  | ENTRY
Code | Internal | Mandatory | Show in edit views | Section | Property label | Data type | Vocabulary code | Description | Metadata | Dynamic script | Multivalued | Unique | Pattern | Pattern Type | Internal Assignment | Ontology Id | Ontology Annotation Id | Ontology Version
NAME | TRUE | FALSE | TRUE | General info | Name | VARCHAR |  | Name |  |  | FALSE | FALSE |  |  | FALSE
BARCODE | TRUE | FALSE | TRUE | General info | Custom Barcode | VARCHAR |  | Custom Barcode |  |  | FALSE | FALSE |  |  | FALSE
SHOW_IN_PROJECT_OVERVIEW | TRUE | FALSE | TRUE | General info | Show in project overview | BOOLEAN |  | Show in project overview page |  |  | FALSE | FALSE |  |  | FALSE
DOCUMENT | TRUE | FALSE | TRUE | General info | Document | MULTILINE_VARCHAR |  | Document | {"custom_widget":"Word Processor"} |  | FALSE | FALSE |  |  | FALSE
SAMPLE_TYPE
Code | Internal | Description | Auto generate codes | Validation script | Generated code prefix | Ontology Id | Ontology Annotation Id | Ontology Version | Type Group
ERRORS_AND_PROBLEMS_LOGENTRY | FALSE | ⚠️ Errors & Problems | TRUE |  | ERRORSANDPROBLEMSLOG
Code | Internal | Mandatory | Show in edit views | Section | Property label | Data type | Vocabulary code | Description | Metadata | Dynamic script | Multivalued | Unique | Pattern | Pattern Type | Internal Assignment | Ontology Id | Ontology Annotation Id | Ontology Version
DESCRIPTION | FALSE | FALSE | FALSE | GeneralInfo | Description | VARCHAR |  | Description |  |  | FALSE | FALSE |  |  | FALSE
ILOG_LOGBOOK | FALSE | FALSE | FALSE | GeneralInfo | ILOG_LOGBOOK | BOOLEAN |  | This is the iLog logbook entry identifier. |  |  | FALSE | FALSE |  |  | FALSE
NAME | TRUE | FALSE | FALSE | GeneralInfo | Name | VARCHAR |  | Name |  |  | FALSE | FALSE |  |  | FALSE
VALID_FROM | FALSE | FALSE | TRUE | GeneralInfo | Valid From | VARCHAR |  | Valid From |  |  | FALSE | FALSE |  |  | FALSE
DOCUMENT | TRUE | FALSE | TRUE | GeneralInfo | Document | MULTILINE_VARCHAR |  | Document | {"custom_widget":"Word Processor"} |  | FALSE | FALSE |  |  | FALSE
SAMPLE_TYPE
Code | Internal | Description | Auto generate codes | Validation script | Generated code prefix | Ontology Id | Ontology Annotation Id | Ontology Version | Type Group
ETCHING | FALSE |  | TRUE |  | ETCH
Code | Internal | Mandatory | Show in edit views | Section | Property label | Data type | Vocabulary code | Description | Metadata | Dynamic script | Multivalued | Unique | Pattern | Pattern Type | Internal Assignment | Ontology Id | Ontology Annotation Id | Ontology Version
NAME | TRUE | FALSE | TRUE |  | Name | VARCHAR |  | Name |  |  | FALSE | FALSE |  |  | FALSE
DESCRIPTION | FALSE | FALSE | TRUE |  | Description | VARCHAR |  | Description |  |  | FALSE | FALSE |  |  | FALSE
COMMENTS | FALSE | FALSE | TRUE |  | Comments | MULTILINE_VARCHAR |  | Comments | {"custom_widget":"Word Processor"} |  | FALSE | FALSE |  |  | FALSE
DURATION | FALSE | FALSE | TRUE |  | Duration | VARCHAR |  | Duration |  |  | FALSE | FALSE |  |  | FALSE
COMPONENTS_NAMES | FALSE | FALSE | TRUE |  | Component(s) name(s) | VARCHAR |  | Component(s) name(s) |  |  | TRUE | FALSE |  |  | FALSE
COMPONENTS_SETTINGS_VALUES | FALSE | FALSE | TRUE |  | Component(s) settings values | VARCHAR |  | Component(s) settings values |  |  | TRUE | FALSE |  |  | FALSE
SAMPLE_TYPE
Code | Internal | Description | Auto generate codes | Validation script | Generated code prefix | Ontology Id | Ontology Annotation Id | Ontology Version | Type Group
EXPERIMENTAL_STEP | FALSE |  | TRUE | EXPERIMENTAL_STEP.date_range_validation.py | EXP
Code | Internal | Mandatory | Show in edit views | Section | Property label | Data type | Vocabulary code | Description | Metadata | Dynamic script | Multivalued | Unique | Pattern | Pattern Type | Internal Assignment | Ontology Id | Ontology Annotation Id | Ontology Version
NAME | TRUE | FALSE | TRUE | General info | Name | VARCHAR |  | Name |  |  | FALSE | FALSE |  |  | FALSE
SHOW_IN_PROJECT_OVERVIEW | TRUE | FALSE | TRUE | General info | Show in project overview | BOOLEAN |  | Show in project overview page |  |  | FALSE | FALSE |  |  | FALSE
FINISHED_FLAG | FALSE | FALSE | TRUE | General info | Experiment completed | BOOLEAN |  | Marks the experiment as finished |  |  | FALSE | FALSE |  |  | FALSE
START_DATE | FALSE | FALSE | TRUE | General info | Start date | TIMESTAMP |  | Start date |  |  | FALSE | FALSE |  |  | FALSE
END_DATE | FALSE | FALSE | TRUE | General info | End date | TIMESTAMP |  | End date |  |  | FALSE | FALSE |  |  | FALSE
EXPERIMENTAL_STEP.EXPERIMENTAL_GOALS | FALSE | FALSE | TRUE | Experimental details | Experimental goals | MULTILINE_VARCHAR |  | Goals of the experiment | {"custom_widget":"Word Processor"} |  | FALSE | FALSE |  |  | FALSE
EXPERIMENTAL_STEP.EXPERIMENTAL_DESCRIPTION | FALSE | FALSE | TRUE | Experimental details | Experimental description | MULTILINE_VARCHAR |  | Description of the experiment | {"custom_widget":"Word Processor"} |  | FALSE | FALSE |  |  | FALSE
EXPERIMENTAL_STEP.EXPERIMENTAL_RESULTS | FALSE | FALSE | TRUE | Experimental details | Experimental results | MULTILINE_VARCHAR |  | Summary of experimental results | {"custom_widget":"Word Processor"} |  | FALSE | FALSE |  |  | FALSE
EXPERIMENTAL_STEP.SPREADSHEET | FALSE | FALSE | TRUE | Experimental details | Spreadsheet | XML |  | Multi purpose Spreatsheet | {"custom_widget":"Spreadsheet"} |  | FALSE | FALSE |  |  | FALSE
REFERENCE | FALSE | FALSE | TRUE | References | References | MULTILINE_VARCHAR |  | Useful refences | {"custom_widget":"Word Processor"} |  | FALSE | FALSE |  |  | FALSE
PUBLICATION | FALSE | FALSE | TRUE | References | Publication | MULTILINE_VARCHAR |  | Own publication where this entity is referenced | {"custom_widget":"Word Processor"} |  | FALSE | FALSE |  |  | FALSE
NOTES | FALSE | FALSE | TRUE | Comments | Notes | MULTILINE_VARCHAR |  | Notes | {"custom_widget":"Word Processor"} |  | FALSE | FALSE |  |  | FALSE
XMLCOMMENTS | TRUE | FALSE | FALSE |  | Comments | XML |  | Comments log |  |  | FALSE | FALSE |  |  | FALSE
TEST_MULTIVALUED | FALSE | FALSE | TRUE |  | TEST_MULTIVALUED | VARCHAR |  | TEST_MULTIVALUED |  |  | FALSE | FALSE |  |  | FALSE
TEST_INTEGER_MULTIVALUED | FALSE | FALSE | TRUE |  | TEST_INTEGER_MULTIVALUED | INTEGER |  | TEST_INTEGER_MULTIVALUED |  |  | FALSE | FALSE |  |  | FALSE
SAMPLE_TYPE
Code | Internal | Description | Auto generate codes | Validation script | Generated code prefix | Ontology Id | Ontology Annotation Id | Ontology Version | Type Group
FIELD_EMISSION | FALSE | Field Emission | TRUE |  | FIEM
Code | Internal | Mandatory | Show in edit views | Section | Property label | Data type | Vocabulary code | Description | Metadata | Dynamic script | Multivalued | Unique | Pattern | Pattern Type | Internal Assignment | Ontology Id | Ontology Annotation Id | Ontology Version
NAME | TRUE | FALSE | TRUE |  | Name | VARCHAR |  | Name |  |  | FALSE | FALSE |  |  | FALSE
DESCRIPTION | FALSE | FALSE | TRUE |  | Description | VARCHAR |  | Description |  |  | FALSE | FALSE |  |  | FALSE
COMMENTS | FALSE | FALSE | TRUE |  | Comments | MULTILINE_VARCHAR |  | Comments | {"custom_widget":"Word Processor"} |  | FALSE | FALSE |  |  | FALSE
DURATION | FALSE | FALSE | TRUE |  | Duration | VARCHAR |  | Duration |  |  | FALSE | FALSE |  |  | FALSE
COMPONENTS_NAMES | FALSE | FALSE | TRUE |  | Component(s) name(s) | VARCHAR |  | Component(s) name(s) |  |  | TRUE | FALSE |  |  | FALSE
COMPONENTS_SETTINGS_VALUES | FALSE | FALSE | TRUE |  | Component(s) settings values | VARCHAR |  | Component(s) settings values |  |  | TRUE | FALSE |  |  | FALSE
SAMPLE_TYPE
Code | Internal | Description | Auto generate codes | Validation script | Generated code prefix | Ontology Id | Ontology Annotation Id | Ontology Version | Type Group
FILAMENT | FALSE |  | TRUE |  | FILA
Code | Internal | Mandatory | Show in edit views | Section | Property label | Data type | Vocabulary code | Description | Metadata | Dynamic script | Multivalued | Unique | Pattern | Pattern Type | Internal Assignment | Ontology Id | Ontology Annotation Id | Ontology Version
LOCATION | FALSE | FALSE | FALSE | General Info | Location | SAMPLE |  | Location |  |  | FALSE | FALSE |  |  | FALSE
DESCRIPTION | FALSE | FALSE | FALSE | General Info | Description | VARCHAR |  | Description |  |  | FALSE | FALSE |  |  | FALSE
NAME | TRUE | FALSE | FALSE | General Info | Name | VARCHAR |  | Name |  |  | FALSE | FALSE |  |  | FALSE
SAMPLE_TYPE
Code | Internal | Description | Auto generate codes | Validation script | Generated code prefix | Ontology Id | Ontology Annotation Id | Ontology Version | Type Group
FISHING | FALSE | Fishing | TRUE |  | FISH
Code | Internal | Mandatory | Show in edit views | Section | Property label | Data type | Vocabulary code | Description | Metadata | Dynamic script | Multivalued | Unique | Pattern | Pattern Type | Internal Assignment | Ontology Id | Ontology Annotation Id | Ontology Version
NAME | TRUE | FALSE | TRUE |  | Name | VARCHAR |  | Name |  |  | FALSE | FALSE |  |  | FALSE
DESCRIPTION | FALSE | FALSE | TRUE |  | Description | VARCHAR |  | Description |  |  | FALSE | FALSE |  |  | FALSE
COMMENTS | FALSE | FALSE | TRUE |  | Comments | MULTILINE_VARCHAR |  | Comments | {"custom_widget":"Word Processor"} |  | FALSE | FALSE |  |  | FALSE
DURATION | FALSE | FALSE | TRUE |  | Duration | VARCHAR |  | Duration |  |  | FALSE | FALSE |  |  | FALSE
COMPONENTS_NAMES | FALSE | FALSE | TRUE |  | Component(s) name(s) | VARCHAR |  | Component(s) name(s) |  |  | TRUE | FALSE |  |  | FALSE
COMPONENTS_SETTINGS_VALUES | FALSE | FALSE | TRUE |  | Component(s) settings values | VARCHAR |  | Component(s) settings values |  |  | TRUE | FALSE |  |  | FALSE
SAMPLE_TYPE
Code | Internal | Description | Auto generate codes | Validation script | Generated code prefix | Ontology Id | Ontology Annotation Id | Ontology Version | Type Group
FLUX_OBSERVABLE | FALSE |  | TRUE |  | FLUX
Code | Internal | Mandatory | Show in edit views | Section | Property label | Data type | Vocabulary code | Description | Metadata | Dynamic script | Multivalued | Unique | Pattern | Pattern Type | Internal Assignment | Ontology Id | Ontology Annotation Id | Ontology Version
NAME | TRUE | FALSE | TRUE |  | Name | VARCHAR |  | Name |  |  | FALSE | FALSE |  |  | FALSE
DESCRIPTION | FALSE | FALSE | TRUE |  | Description | VARCHAR |  | Description |  |  | FALSE | FALSE |  |  | FALSE
COMMENTS | FALSE | FALSE | TRUE |  | Comments | MULTILINE_VARCHAR |  | Comments | {"custom_widget":"Word Processor"} |  | FALSE | FALSE |  |  | FALSE
CHANNEL_NAME | FALSE | FALSE | TRUE |  | Channel name | VARCHAR |  | Channel name |  |  | FALSE | FALSE |  |  | FALSE
COMPONENT | FALSE | FALSE | TRUE |  | Component | SAMPLE |  | Component |  |  | FALSE | FALSE |  |  | FALSE
COMPONENT_SETTINGS | FALSE | FALSE | TRUE |  | Component settings | JSON |  | Component settings |  |  | FALSE | FALSE |  |  | FALSE
SAMPLE_TYPE
Code | Internal | Description | Auto generate codes | Validation script | Generated code prefix | Ontology Id | Ontology Annotation Id | Ontology Version | Type Group
FOLDER | TRUE |  | TRUE |  | FOLDER
Code | Internal | Mandatory | Show in edit views | Section | Property label | Data type | Vocabulary code | Description | Metadata | Dynamic script | Multivalued | Unique | Pattern | Pattern Type | Internal Assignment | Ontology Id | Ontology Annotation Id | Ontology Version
NAME | TRUE | FALSE | TRUE | General info | Name | VARCHAR |  | Name |  |  | FALSE | FALSE |  |  | FALSE
SAMPLE_TYPE
Code | Internal | Description | Auto generate codes | Validation script | Generated code prefix | Ontology Id | Ontology Annotation Id | Ontology Version | Type Group
FORCE_OBSERVABLE | FALSE |  | TRUE |  | FORC
Code | Internal | Mandatory | Show in edit views | Section | Property label | Data type | Vocabulary code | Description | Metadata | Dynamic script | Multivalued | Unique | Pattern | Pattern Type | Internal Assignment | Ontology Id | Ontology Annotation Id | Ontology Version
NAME | TRUE | FALSE | TRUE |  | Name | VARCHAR |  | Name |  |  | FALSE | FALSE |  |  | FALSE
DESCRIPTION | FALSE | FALSE | TRUE |  | Description | VARCHAR |  | Description |  |  | FALSE | FALSE |  |  | FALSE
COMMENTS | FALSE | FALSE | TRUE |  | Comments | MULTILINE_VARCHAR |  | Comments | {"custom_widget":"Word Processor"} |  | FALSE | FALSE |  |  | FALSE
CHANNEL_NAME | FALSE | FALSE | TRUE |  | Channel name | VARCHAR |  | Channel name |  |  | FALSE | FALSE |  |  | FALSE
COMPONENT | FALSE | FALSE | TRUE |  | Component | SAMPLE |  | Component |  |  | FALSE | FALSE |  |  | FALSE
COMPONENT_SETTINGS | FALSE | FALSE | TRUE |  | Component settings | JSON |  | Component settings |  |  | FALSE | FALSE |  |  | FALSE
SAMPLE_TYPE
Code | Internal | Description | Auto generate codes | Validation script | Generated code prefix | Ontology Id | Ontology Annotation Id | Ontology Version | Type Group
GENERAL_ELN_SETTINGS | FALSE |  | FALSE |  | S
Code | Internal | Mandatory | Show in edit views | Section | Property label | Data type | Vocabulary code | Description | Metadata | Dynamic script | Multivalued | Unique | Pattern | Pattern Type | Internal Assignment | Ontology Id | Ontology Annotation Id | Ontology Version
ELN_SETTINGS | TRUE | FALSE | FALSE | Settings | ELN Settings | VARCHAR |  | ELN Settings |  |  | FALSE | FALSE |  |  | FALSE
SAMPLE_TYPE
Code | Internal | Description | Auto generate codes | Validation script | Generated code prefix | Ontology Id | Ontology Annotation Id | Ontology Version | Type Group
GENERAL_PROTOCOL | FALSE |  | TRUE |  | GEN
Code | Internal | Mandatory | Show in edit views | Section | Property label | Data type | Vocabulary code | Description | Metadata | Dynamic script | Multivalued | Unique | Pattern | Pattern Type | Internal Assignment | Ontology Id | Ontology Annotation Id | Ontology Version
NAME | TRUE | FALSE | TRUE | General info | Name | VARCHAR |  | Name |  |  | FALSE | FALSE |  |  | FALSE
FOR_WHAT | FALSE | FALSE | TRUE | Details | For what | MULTILINE_VARCHAR |  | For what | {"custom_widget":"Word Processor"} |  | FALSE | FALSE |  |  | FALSE
GENERAL_PROTOCOL.PROTOCOL_TYPE | FALSE | FALSE | TRUE | Details | Protocol type | MULTILINE_VARCHAR |  | Category the protocol belongs to | {"custom_widget":"Word Processor"} |  | FALSE | FALSE |  |  | FALSE
GENERAL_PROTOCOL.MATERIALS | FALSE | FALSE | TRUE | Details | Materials | MULTILINE_VARCHAR |  | Machines (and relative set up) | {"custom_widget":"Word Processor"} |  | FALSE | FALSE |  |  | FALSE
GENERAL_PROTOCOL.TIME_REQUIREMENT | FALSE | FALSE | TRUE | Details | Time requirement | MULTILINE_VARCHAR |  | Time required to complete a protocol | {"custom_widget":"Word Processor"} |  | FALSE | FALSE |  |  | FALSE
PROCEDURE | FALSE | FALSE | TRUE | Details | Procedure | MULTILINE_VARCHAR |  | Step-by-step procedure | {"custom_widget":"Word Processor"} |  | FALSE | FALSE |  |  | FALSE
GENERAL_PROTOCOL.PROTOCOL_EVALUATION | FALSE | FALSE | TRUE | Details | Protocol evaluation | MULTILINE_VARCHAR |  | Parameters and observations to meet the minimal efficiency of the protocol | {"custom_widget":"Word Processor"} |  | FALSE | FALSE |  |  | FALSE
GENERAL_PROTOCOL.SPREADSHEET | FALSE | FALSE | TRUE | Details | Spreadsheet | XML |  | Multi purpose Spreatsheet | {"custom_widget":"Spreadsheet"} |  | FALSE | FALSE |  |  | FALSE
REFERENCE | FALSE | FALSE | TRUE | References | References | MULTILINE_VARCHAR |  | Useful refences | {"custom_widget":"Word Processor"} |  | FALSE | FALSE |  |  | FALSE
PUBLICATION | FALSE | FALSE | TRUE | References | Publication | MULTILINE_VARCHAR |  | Own publication where this entity is referenced | {"custom_widget":"Word Processor"} |  | FALSE | FALSE |  |  | FALSE
NOTES | FALSE | FALSE | TRUE | Comments | Notes | MULTILINE_VARCHAR |  | Notes | {"custom_widget":"Word Processor"} |  | FALSE | FALSE |  |  | FALSE
XMLCOMMENTS | TRUE | FALSE | FALSE |  | Comments | XML |  | Comments log |  |  | FALSE | FALSE |  |  | FALSE
SAMPLE_TYPE
Code | Internal | Description | Auto generate codes | Validation script | Generated code prefix | Ontology Id | Ontology Annotation Id | Ontology Version | Type Group
GEOMETRY_OPTIMISATION | FALSE | Geometry Optimisation | TRUE |  | GEOP
Code | Internal | Mandatory | Show in edit views | Section | Property label | Data type | Vocabulary code | Description | Metadata | Dynamic script | Multivalued | Unique | Pattern | Pattern Type | Internal Assignment | Ontology Id | Ontology Annotation Id | Ontology Version
NAME | TRUE | FALSE | TRUE |  | Name | VARCHAR |  | Name |  |  | FALSE | FALSE |  |  | FALSE
DESCRIPTION | FALSE | FALSE | TRUE |  | Description | VARCHAR |  | Description |  |  | FALSE | FALSE |  |  | FALSE
COMMENTS | FALSE | FALSE | TRUE |  | Comments | MULTILINE_VARCHAR |  | Comments | {"custom_widget":"Word Processor"} |  | FALSE | FALSE |  |  | FALSE
WFMS_UUID | FALSE | FALSE | TRUE |  | WFMS UUID | VARCHAR |  | WFMS UUID |  |  | FALSE | FALSE |  |  | FALSE
CELL_OPT_CONSTRAINTS | FALSE | FALSE | TRUE |  | Cell opt constraints | VARCHAR |  | Cell opt constraints |  |  | FALSE | FALSE |  |  | FALSE
CELL_OPTIMISED | FALSE | FALSE | TRUE |  | Cell optimised | BOOLEAN |  | Cell optimised |  |  | FALSE | FALSE |  |  | FALSE
DRIVER_CODE | FALSE | FALSE | TRUE |  | Driver code | VARCHAR |  | Driver code |  |  | FALSE | FALSE |  |  | FALSE
CONSTRAINED | FALSE | FALSE | TRUE |  | Constrained | BOOLEAN |  | Constrained |  |  | FALSE | FALSE |  |  | FALSE
FORCE_CONVERGENCE_THRESHOLD | FALSE | FALSE | TRUE |  | Force convergence threshold | JSON |  | Force convergence threshold |  |  | FALSE | FALSE |  |  | FALSE
LEVEL_THEORY_METHOD | FALSE | FALSE | TRUE |  | Level of theory (method) | VARCHAR |  | Level of theory (method) |  |  | FALSE | FALSE |  |  | FALSE
LEVEL_THEORY_PARAMETERS | FALSE | FALSE | TRUE |  | Level of theory (parameters) | JSON |  | Level of theory (parameters) |  |  | FALSE | FALSE |  |  | FALSE
INPUT_PARAMETERS | FALSE | FALSE | TRUE |  | Input parameters | JSON |  | Input parameters |  |  | FALSE | FALSE |  |  | FALSE
OUTPUT_PARAMETERS | FALSE | FALSE | TRUE |  | Output parameters | JSON |  | Output parameters |  |  | FALSE | FALSE |  |  | FALSE
CODES | FALSE | FALSE | TRUE |  | Code(s) | SAMPLE |  | Code(s) |  |  | TRUE | FALSE |  |  | FALSE
AIIDA_NODE | FALSE | FALSE | TRUE |  | AiiDA archive | SAMPLE |  | AiiDA archive |  |  | FALSE | FALSE |  |  | FALSE
SAMPLE_TYPE
Code | Internal | Description | Auto generate codes | Validation script | Generated code prefix | Ontology Id | Ontology Annotation Id | Ontology Version | Type Group
GRANT | FALSE | Grant | TRUE |  | GRNT
Code | Internal | Mandatory | Show in edit views | Section | Property label | Data type | Vocabulary code | Description | Metadata | Dynamic script | Multivalued | Unique | Pattern | Pattern Type | Internal Assignment | Ontology Id | Ontology Annotation Id | Ontology Version
NAME | TRUE | FALSE | TRUE | General information | Name | VARCHAR |  | Name |  |  | FALSE | FALSE |  |  | FALSE
DESCRIPTION | FALSE | FALSE | TRUE | General information | Description | VARCHAR |  | Description |  |  | FALSE | FALSE |  |  | FALSE
ACRONYM | FALSE | FALSE | TRUE | General information | Acronym | VARCHAR |  | Acronym |  |  | FALSE | FALSE |  |  | FALSE
FUNDING_SCHEME | FALSE | FALSE | TRUE | General information | Funding scheme | VARCHAR |  | Funding scheme |  |  | FALSE | FALSE |  |  | FALSE
BUDGET_VALUE | FALSE | FALSE | TRUE | General information | Budget (value) | REAL |  | Budget (value) |  |  | FALSE | FALSE |  |  | FALSE
BUDGET_CURRENCY | FALSE | FALSE | TRUE | General information | Budget (currency) | CONTROLLEDVOCABULARY | BUDGET_CURRENCY_ENUM | Budget (currency) |  |  | FALSE | FALSE |  |  | FALSE
PROJECT_ID | FALSE | FALSE | TRUE | General information | Project ID | VARCHAR |  | Project ID |  |  | FALSE | FALSE |  |  | FALSE
ACKNOWLEDGEMENT_SENTENCE | FALSE | FALSE | TRUE | General information | Acknowledgement sentence | MULTILINE_VARCHAR |  | Acknowledgement sentence |  |  | FALSE | FALSE |  |  | FALSE
START_DATE | FALSE | FALSE | TRUE | General information | Start date | TIMESTAMP |  | Start date |  |  | FALSE | FALSE |  |  | FALSE
END_DATE | FALSE | FALSE | TRUE | General information | End date | TIMESTAMP |  | End date |  |  | FALSE | FALSE |  |  | FALSE
FUNDER_NAME | FALSE | FALSE | TRUE | General information | Funder name | VARCHAR |  | Funder name |  |  | FALSE | FALSE |  |  | FALSE
COMMENTS | FALSE | FALSE | TRUE | General information | Comments | MULTILINE_VARCHAR |  | Comments | {"custom_widget":"Word Processor"} |  | FALSE | FALSE |  |  | FALSE
SAMPLE_TYPE
Code | Internal | Description | Auto generate codes | Validation script | Generated code prefix | Ontology Id | Ontology Annotation Id | Ontology Version | Type Group
GROUP | FALSE | Group | TRUE |  | GROP
Code | Internal | Mandatory | Show in edit views | Section | Property label | Data type | Vocabulary code | Description | Metadata | Dynamic script | Multivalued | Unique | Pattern | Pattern Type | Internal Assignment | Ontology Id | Ontology Annotation Id | Ontology Version
NAME | TRUE | FALSE | TRUE |  | Name | VARCHAR |  | Name |  |  | FALSE | FALSE |  |  | FALSE
ORGANISATION | FALSE | FALSE | TRUE |  | Organisation | SAMPLE |  | Organisation |  |  | FALSE | FALSE |  |  | FALSE
SAMPLE_TYPE
Code | Internal | Description | Auto generate codes | Validation script | Generated code prefix | Ontology Id | Ontology Annotation Id | Ontology Version | Type Group
IMAGING_DATA | FALSE | default template sample type for imaging | TRUE |  | IMG-DATA
Code | Internal | Mandatory | Show in edit views | Section | Property label | Data type | Vocabulary code | Description | Metadata | Dynamic script | Multivalued | Unique | Pattern | Pattern Type | Internal Assignment | Ontology Id | Ontology Annotation Id | Ontology Version
NAME | TRUE | FALSE | TRUE | General info | Name | VARCHAR |  | Name |  |  | FALSE | FALSE |  |  | FALSE
IMAGING_DATA_CONFIG | TRUE | FALSE | FALSE |  | Imaging data config | JSON |  | Imaging data config |  |  | FALSE | FALSE |  |  | FALSE
DEFAULT_OBJECT_VIEW | TRUE | TRUE | FALSE | General info | Default object view | CONTROLLEDVOCABULARY | DEFAULT_OBJECT_VIEWS | Default object view |  |  | FALSE | FALSE |  |  | FALSE
IMAGING_NOTES | TRUE | FALSE | TRUE |  | Dataset notes | MULTILINE_VARCHAR |  | Dataset notes | {"custom_widget":"Word Processor"} |  | FALSE | FALSE |  |  | FALSE
SAMPLE_TYPE
Code | Internal | Description | Auto generate codes | Validation script | Generated code prefix | Ontology Id | Ontology Annotation Id | Ontology Version | Type Group
IMAGING_SAMPLE | TRUE |  | TRUE |  | IMG
Code | Internal | Mandatory | Show in edit views | Section | Property label | Data type | Vocabulary code | Description | Metadata | Dynamic script | Multivalued | Unique | Pattern | Pattern Type | Internal Assignment | Ontology Id | Ontology Annotation Id | Ontology Version
NAME | TRUE | FALSE | TRUE | General info | Name | VARCHAR |  | Name |  |  | FALSE | FALSE |  |  | FALSE
DEFAULT_OBJECT_VIEW | TRUE | TRUE | FALSE | General info | Default object view | CONTROLLEDVOCABULARY | DEFAULT_OBJECT_VIEWS | Default object view |  |  | FALSE | FALSE |  |  | TRUE
SAMPLE_TYPE
Code | Internal | Description | Auto generate codes | Validation script | Generated code prefix | Ontology Id | Ontology Annotation Id | Ontology Version | Type Group
INDUCTANCE_OBSERVABLE | FALSE |  | TRUE |  | INDU
Code | Internal | Mandatory | Show in edit views | Section | Property label | Data type | Vocabulary code | Description | Metadata | Dynamic script | Multivalued | Unique | Pattern | Pattern Type | Internal Assignment | Ontology Id | Ontology Annotation Id | Ontology Version
NAME | TRUE | FALSE | TRUE |  | Name | VARCHAR |  | Name |  |  | FALSE | FALSE |  |  | FALSE
DESCRIPTION | FALSE | FALSE | TRUE |  | Description | VARCHAR |  | Description |  |  | FALSE | FALSE |  |  | FALSE
COMMENTS | FALSE | FALSE | TRUE |  | Comments | MULTILINE_VARCHAR |  | Comments | {"custom_widget":"Word Processor"} |  | FALSE | FALSE |  |  | FALSE
CHANNEL_NAME | FALSE | FALSE | TRUE |  | Channel name | VARCHAR |  | Channel name |  |  | FALSE | FALSE |  |  | FALSE
COMPONENT | FALSE | FALSE | TRUE |  | Component | SAMPLE |  | Component |  |  | FALSE | FALSE |  |  | FALSE
COMPONENT_SETTINGS | FALSE | FALSE | TRUE |  | Component settings | JSON |  | Component settings |  |  | FALSE | FALSE |  |  | FALSE
SAMPLE_TYPE
Code | Internal | Description | Auto generate codes | Validation script | Generated code prefix | Ontology Id | Ontology Annotation Id | Ontology Version | Type Group
INST.VAC | FALSE |  | TRUE |  | INST
Code | Internal | Mandatory | Show in edit views | Section | Property label | Data type | Vocabulary code | Description | Metadata | Dynamic script | Multivalued | Unique | Pattern | Pattern Type | Internal Assignment | Ontology Id | Ontology Annotation Id | Ontology Version
RECEIVE_DATE | FALSE | FALSE | FALSE | General Info | Receive date | DATE |  | Receive date |  |  | FALSE | FALSE |  |  | FALSE
VACUUM_CHAMBERS | FALSE | FALSE | FALSE | VACUUM SYSTEM | Vacuum chamber(s) | SAMPLE |  | Vacuum chamber(s) |  |  | TRUE | FALSE |  |  | FALSE
PORTS_VALVES | FALSE | FALSE | FALSE | VACUUM SYSTEM | Port(s)/valve(s) | SAMPLE |  | Port(s)/valve(s) |  |  | TRUE | FALSE |  |  | FALSE
GAUGES | FALSE | FALSE | FALSE | VACUUM SYSTEM | Gauge(s) | SAMPLE |  | Gauge(s) |  |  | TRUE | FALSE |  |  | FALSE
PUMPS | FALSE | FALSE | FALSE | VACUUM SYSTEM | Pump(s) | SAMPLE |  | Pump(s) |  |  | TRUE | FALSE |  |  | FALSE
RESPONSIBLES | FALSE | FALSE | FALSE | General Info | Responsible(s) | SAMPLE:PERSON |  | Responsible(s) |  |  | TRUE | FALSE |  |  | FALSE
OBJECT_STATUS | FALSE | FALSE | FALSE | General Info | Object status | CONTROLLEDVOCABULARY | OBJECTSTATUSENUM | Object status |  |  | FALSE | FALSE |  |  | FALSE
LOCATION | FALSE | FALSE | FALSE | General Info | Location | SAMPLE |  | Location |  |  | FALSE | FALSE |  |  | FALSE
EMPA_ID | FALSE | FALSE | FALSE | General Info | Empa ID | VARCHAR |  | Empa ID |  |  | FALSE | FALSE |  |  | FALSE
SERIAL_NUMBER | FALSE | FALSE | FALSE | General Info | Serial number | VARCHAR |  | Serial number |  |  | FALSE | FALSE |  |  | FALSE
MODEL | FALSE | FALSE | FALSE | General Info | Model | VARCHAR |  | Model |  |  | FALSE | FALSE |  |  | FALSE
MANUFACTURER | FALSE | FALSE | FALSE | General Info | Manufacturer | SAMPLE |  | Manufacturer |  |  | FALSE | FALSE |  |  | FALSE
COMMENTS | FALSE | FALSE | FALSE | General Info | Comments | MULTILINE_VARCHAR |  | Comments | {"custom_widget":"Word Processor"} |  | FALSE | FALSE |  |  | FALSE
DESCRIPTION | FALSE | FALSE | FALSE | General Info | Description | VARCHAR |  | Description |  |  | FALSE | FALSE |  |  | FALSE
NAME | TRUE | FALSE | FALSE | General Info | Name | VARCHAR |  | Name |  |  | FALSE | FALSE |  |  | FALSE
SAMPLE_TYPE
Code | Internal | Description | Auto generate codes | Validation script | Generated code prefix | Ontology Id | Ontology Annotation Id | Ontology Version | Type Group
OBJECTIVE_LENS | FALSE |  | TRUE |  | OBLN
Code | Internal | Mandatory | Show in edit views | Section | Property label | Data type | Vocabulary code | Description | Metadata | Dynamic script | Multivalued | Unique | Pattern | Pattern Type | Internal Assignment | Ontology Id | Ontology Annotation Id | Ontology Version
LOCATION | FALSE | FALSE | FALSE | General Info | Location | SAMPLE |  | Location |  |  | FALSE | FALSE |  |  | FALSE
DESCRIPTION | FALSE | FALSE | FALSE | General Info | Description | VARCHAR |  | Description |  |  | FALSE | FALSE |  |  | FALSE
NAME | TRUE | FALSE | FALSE | General Info | Name | VARCHAR |  | Name |  |  | FALSE | FALSE |  |  | FALSE
SAMPLE_TYPE
Code | Internal | Description | Auto generate codes | Validation script | Generated code prefix | Ontology Id | Ontology Annotation Id | Ontology Version | Type Group
INST.VAC.SEM | FALSE |  | TRUE |  | INST
Code | Internal | Mandatory | Show in edit views | Section | Property label | Data type | Vocabulary code | Description | Metadata | Dynamic script | Multivalued | Unique | Pattern | Pattern Type | Internal Assignment | Ontology Id | Ontology Annotation Id | Ontology Version
NAME | TRUE | FALSE | FALSE | General Info | Name | VARCHAR |  | Name |  |  | FALSE | FALSE |  |  | FALSE
PUMPS | FALSE | FALSE | FALSE | VACUUM SYSTEM | Pump(s) | SAMPLE |  | Pump(s) |  |  | TRUE | FALSE |  |  | FALSE
OBJECTIVE_LENS | FALSE | FALSE | FALSE | ELECTRON OPTICS | OBJECTIVE LENS | SAMPLE:OBJECTIVE_LENS |  | OBJECTIVE LENS |  |  | TRUE | FALSE |  |  | FALSE
EDX_DETECTORS | FALSE | FALSE | FALSE | DETECTORS | EDX Detectors | SAMPLE:EDX_DETECTOR |  | EDX Detectors |  |  | TRUE | FALSE |  |  | FALSE
EBSD_DETECTORS | FALSE | FALSE | FALSE | DETECTORS | EBSD Detectors | SAMPLE:EBSD_DETECTOR |  | EBSD Detectors |  |  | TRUE | FALSE |  |  | FALSE
FILAMENT | FALSE | FALSE | FALSE | ELECTRON OPTICS | Filament | VARCHAR |  | Filament |  |  | FALSE | FALSE |  |  | FALSE
GAUGES | FALSE | FALSE | FALSE | VACUUM SYSTEM | Gauge(s) | SAMPLE |  | Gauge(s) |  |  | TRUE | FALSE |  |  | FALSE
PORTS_VALVES | FALSE | FALSE | FALSE | VACUUM SYSTEM | Port(s)/valve(s) | SAMPLE |  | Port(s)/valve(s) |  |  | TRUE | FALSE |  |  | FALSE
VACUUM_CHAMBERS | FALSE | FALSE | FALSE | VACUUM SYSTEM | Vacuum chamber(s) | SAMPLE |  | Vacuum chamber(s) |  |  | TRUE | FALSE |  |  | FALSE
DESCRIPTION | FALSE | FALSE | FALSE | General Info | Description | VARCHAR |  | Description |  |  | FALSE | FALSE |  |  | FALSE
COMMENTS | FALSE | FALSE | FALSE | General Info | Comments | MULTILINE_VARCHAR |  | Comments | {"custom_widget":"Word Processor"} |  | FALSE | FALSE |  |  | FALSE
MANUFACTURER | FALSE | FALSE | FALSE | General Info | Manufacturer | SAMPLE |  | Manufacturer |  |  | FALSE | FALSE |  |  | FALSE
MODEL | FALSE | FALSE | FALSE | General Info | Model | VARCHAR |  | Model |  |  | FALSE | FALSE |  |  | FALSE
SERIAL_NUMBER | FALSE | FALSE | FALSE | General Info | Serial number | VARCHAR |  | Serial number |  |  | FALSE | FALSE |  |  | FALSE
EMPA_ID | FALSE | FALSE | FALSE | General Info | Empa ID | VARCHAR |  | Empa ID |  |  | FALSE | FALSE |  |  | FALSE
LOCATION | FALSE | FALSE | FALSE | General Info | Location | SAMPLE |  | Location |  |  | FALSE | FALSE |  |  | FALSE
OBJECT_STATUS | FALSE | FALSE | FALSE | General Info | Object status | CONTROLLEDVOCABULARY | OBJECTSTATUSENUM | Object status |  |  | FALSE | FALSE |  |  | FALSE
RESPONSIBLES | FALSE | FALSE | FALSE | General Info | Responsible(s) | SAMPLE:PERSON |  | Responsible(s) |  |  | TRUE | FALSE |  |  | FALSE
RECEIVE_DATE | FALSE | FALSE | FALSE | General Info | Receive date | DATE |  | Receive date |  |  | FALSE | FALSE |  |  | FALSE
SAMPLE_TYPE
Code | Internal | Description | Auto generate codes | Validation script | Generated code prefix | Ontology Id | Ontology Annotation Id | Ontology Version | Type Group
INSTRUMENT | FALSE | Instrument | TRUE |  | ISTR
Code | Internal | Mandatory | Show in edit views | Section | Property label | Data type | Vocabulary code | Description | Metadata | Dynamic script | Multivalued | Unique | Pattern | Pattern Type | Internal Assignment | Ontology Id | Ontology Annotation Id | Ontology Version
NAME | TRUE | FALSE | TRUE |  | Name | VARCHAR |  | Name |  |  | FALSE | FALSE |  |  | FALSE
DESCRIPTION | FALSE | FALSE | TRUE |  | Description | VARCHAR |  | Description |  |  | FALSE | FALSE |  |  | FALSE
COMMENTS | FALSE | FALSE | TRUE |  | Comments | MULTILINE_VARCHAR |  | Comments | {"custom_widget":"Word Processor"} |  | FALSE | FALSE |  |  | FALSE
MANUFACTURER | FALSE | FALSE | TRUE |  | Manufacturer | SAMPLE |  | Manufacturer |  |  | FALSE | FALSE |  |  | FALSE
MODEL | FALSE | FALSE | TRUE |  | Model | VARCHAR |  | Model |  |  | FALSE | FALSE |  |  | FALSE
SERIAL_NUMBER | FALSE | FALSE | TRUE |  | Serial number | VARCHAR |  | Serial number |  |  | FALSE | FALSE |  |  | FALSE
EMPA_ID | FALSE | FALSE | TRUE |  | Empa ID | VARCHAR |  | Empa ID |  |  | FALSE | FALSE |  |  | FALSE
LOCATION | FALSE | FALSE | TRUE |  | Location | SAMPLE |  | Location |  |  | FALSE | FALSE |  |  | FALSE
OBJECT_STATUS | FALSE | FALSE | TRUE |  | Object status | CONTROLLEDVOCABULARY | OBJECTSTATUSENUM | Object status |  |  | FALSE | FALSE |  |  | FALSE
RESPONSIBLES | FALSE | FALSE | TRUE |  | Responsible(s) | SAMPLE:PERSON |  | Responsible(s) |  |  | TRUE | FALSE |  |  | FALSE
RECEIVE_DATE | FALSE | FALSE | TRUE |  | Receive date | DATE |  | Receive date |  |  | FALSE | FALSE |  |  | FALSE
SAMPLE_TYPE
Code | Internal | Description | Auto generate codes | Validation script | Generated code prefix | Ontology Id | Ontology Annotation Id | Ontology Version | Type Group
INSTRUMENT.STM | FALSE | Instrument STM | TRUE |  | ISTM
Code | Internal | Mandatory | Show in edit views | Section | Property label | Data type | Vocabulary code | Description | Metadata | Dynamic script | Multivalued | Unique | Pattern | Pattern Type | Internal Assignment | Ontology Id | Ontology Annotation Id | Ontology Version
NAME | TRUE | FALSE | TRUE | General information | Name | VARCHAR |  | Name |  |  | FALSE | FALSE |  |  | FALSE
DESCRIPTION | FALSE | FALSE | TRUE | General information | Description | VARCHAR |  | Description |  |  | FALSE | FALSE |  |  | FALSE
COMMENTS | FALSE | FALSE | TRUE | General information | Comments | MULTILINE_VARCHAR |  | Comments | {"custom_widget":"Word Processor"} |  | FALSE | FALSE |  |  | FALSE
MANUFACTURER | FALSE | FALSE | TRUE | General information | Manufacturer | SAMPLE |  | Manufacturer |  |  | FALSE | FALSE |  |  | FALSE
MODEL | FALSE | FALSE | TRUE | General information | Model | VARCHAR |  | Model |  |  | FALSE | FALSE |  |  | FALSE
SERIAL_NUMBER | FALSE | FALSE | TRUE | General information | Serial number | VARCHAR |  | Serial number |  |  | FALSE | FALSE |  |  | FALSE
EMPA_ID | FALSE | FALSE | TRUE | General information | Empa ID | VARCHAR |  | Empa ID |  |  | FALSE | FALSE |  |  | FALSE
LOCATION | FALSE | FALSE | TRUE | General information | Location | SAMPLE |  | Location |  |  | FALSE | FALSE |  |  | FALSE
OBJECT_STATUS | FALSE | FALSE | TRUE | General information | Object status | CONTROLLEDVOCABULARY | OBJECTSTATUSENUM | Object status |  |  | FALSE | FALSE |  |  | FALSE
RESPONSIBLES | FALSE | FALSE | TRUE | General information | Responsible(s) | SAMPLE:PERSON |  | Responsible(s) |  |  | TRUE | FALSE |  |  | FALSE
RECEIVE_DATE | FALSE | FALSE | TRUE | General information | Receive date | DATE |  | Receive date |  |  | FALSE | FALSE |  |  | FALSE
PUMPS | FALSE | FALSE | TRUE | Components | Pump(s) | SAMPLE |  | Pump(s) |  |  | TRUE | FALSE |  |  | FALSE
GAUGES | FALSE | FALSE | TRUE | Components | Gauge(s) | SAMPLE |  | Gauge(s) |  |  | TRUE | FALSE |  |  | FALSE
VACUUM_CHAMBERS | FALSE | FALSE | TRUE | Components | Vacuum chamber(s) | SAMPLE |  | Vacuum chamber(s) |  |  | TRUE | FALSE |  |  | FALSE
PORTS_VALVES | FALSE | FALSE | TRUE | Components | Port(s)/valve(s) | SAMPLE |  | Port(s)/valve(s) |  |  | TRUE | FALSE |  |  | FALSE
PREPARATION_TOOLS | FALSE | FALSE | TRUE | Components | Preparation tool(s) | SAMPLE |  | Preparation tool(s) |  |  | TRUE | FALSE |  |  | FALSE
ANALYSERS | FALSE | FALSE | TRUE | Components | Analyser(s) | SAMPLE |  | Analyser(s) |  |  | TRUE | FALSE |  |  | FALSE
MECHANICAL_COMPONENTS | FALSE | FALSE | TRUE | Components | Mechanical component(s) | SAMPLE |  | Mechanical component(s) |  |  | TRUE | FALSE |  |  | FALSE
STM_COMPONENTS | FALSE | FALSE | TRUE | Components | STM component(s) | SAMPLE |  | STM component(s) |  |  | TRUE | FALSE |  |  | FALSE
CONTROL_DATA_ACQUISITION | FALSE | FALSE | TRUE | Components | Control and data acquisition component(s) | SAMPLE |  | Control and data acquisition component(s) |  |  | TRUE | FALSE |  |  | FALSE
TEMPERATURE_ENVIRONMENT_CONTROL | FALSE | FALSE | TRUE | Components | Temperature and environment control component(s) | SAMPLE |  | Temperature and environment control component(s) |  |  | TRUE | FALSE |  |  | FALSE
AUXILIARY_COMPONENTS | FALSE | FALSE | TRUE | Components | Auxiliary component(s) | SAMPLE |  | Auxiliary component(s) |  |  | TRUE | FALSE |  |  | FALSE
SUBSTANCES | FALSE | FALSE | TRUE | Materials | Substance(s) | SAMPLE:SUBSTANCE |  | Substance(s) |  |  | TRUE | FALSE |  |  | FALSE
CRYSTALS | FALSE | FALSE | TRUE | Materials | Crystal(s) | SAMPLE:CRYSTAL |  | Crystal(s) |  |  | TRUE | FALSE |  |  | FALSE
WAFER_SAMPLES | FALSE | FALSE | TRUE | Materials | Wafer sample(s) | SAMPLE |  | Wafer sample(s) |  |  | TRUE | FALSE |  |  | FALSE
TIP_SENSORS | FALSE | FALSE | TRUE | Accessories | Tip sensor(s) | SAMPLE |  | Tip sensor(s) |  |  | TRUE | FALSE |  |  | FALSE
CONSUMABLES | FALSE | FALSE | TRUE | Accessories | Consumable(s) | SAMPLE |  | Consumable(s) |  |  | TRUE | FALSE |  |  | FALSE
SAMPLE_TYPE
Code | Internal | Description | Auto generate codes | Validation script | Generated code prefix | Ontology Id | Ontology Annotation Id | Ontology Version | Type Group
ION_GAUGE | FALSE | Ion Gauge | TRUE |  | IONG
Code | Internal | Mandatory | Show in edit views | Section | Property label | Data type | Vocabulary code | Description | Metadata | Dynamic script | Multivalued | Unique | Pattern | Pattern Type | Internal Assignment | Ontology Id | Ontology Annotation Id | Ontology Version
NAME | TRUE | FALSE | TRUE | General information | Name | VARCHAR |  | Name |  |  | FALSE | FALSE |  |  | FALSE
DESCRIPTION | FALSE | FALSE | TRUE | General information | Description | VARCHAR |  | Description |  |  | FALSE | FALSE |  |  | FALSE
COMMENTS | FALSE | FALSE | TRUE | General information | Comments | MULTILINE_VARCHAR |  | Comments | {"custom_widget":"Word Processor"} |  | FALSE | FALSE |  |  | FALSE
MAIN_CATEGORY | FALSE | FALSE | TRUE | General information | Main category | CONTROLLEDVOCABULARY | COMPONENTMAINCATEGORYENUM | Main category |  |  | FALSE | FALSE |  |  | FALSE
SUB_CATEGORY | FALSE | FALSE | TRUE | General information | Sub category | CONTROLLEDVOCABULARY | COMPONENTSUBCATEGORYENUM | Sub category |  |  | FALSE | FALSE |  |  | FALSE
MANUFACTURER | FALSE | FALSE | TRUE | General information | Manufacturer | SAMPLE |  | Manufacturer |  |  | FALSE | FALSE |  |  | FALSE
MODEL | FALSE | FALSE | TRUE | General information | Model | VARCHAR |  | Model |  |  | FALSE | FALSE |  |  | FALSE
SERIAL_NUMBER | FALSE | FALSE | TRUE | General information | Serial number | VARCHAR |  | Serial number |  |  | FALSE | FALSE |  |  | FALSE
EMPA_ID | FALSE | FALSE | TRUE | General information | Empa ID | VARCHAR |  | Empa ID |  |  | FALSE | FALSE |  |  | FALSE
LOCATION | FALSE | FALSE | TRUE | General information | Location | SAMPLE |  | Location |  |  | FALSE | FALSE |  |  | FALSE
OBJECT_STATUS | FALSE | FALSE | TRUE | General information | Object status | CONTROLLEDVOCABULARY | OBJECTSTATUSENUM | Object status |  |  | FALSE | FALSE |  |  | FALSE
RECEIVE_DATE | FALSE | FALSE | TRUE | General information | Receive date | DATE |  | Receive date |  |  | FALSE | FALSE |  |  | FALSE
FILAMENT_CURRENT_A | FALSE | FALSE | TRUE | Settings | Filament current [A] | REAL |  | Filament current [A] |  |  | FALSE | FALSE |  |  | FALSE
FILAMENT | FALSE | FALSE | TRUE | Settings | Filament | VARCHAR |  | Filament |  |  | FALSE | FALSE |  |  | FALSE
SAMPLE_TYPE
Code | Internal | Description | Auto generate codes | Validation script | Generated code prefix | Ontology Id | Ontology Annotation Id | Ontology Version | Type Group
ION_GAUGE_SETTINGS | FALSE | Ion Gauge Settings | TRUE |  | IGST
Code | Internal | Mandatory | Show in edit views | Section | Property label | Data type | Vocabulary code | Description | Metadata | Dynamic script | Multivalued | Unique | Pattern | Pattern Type | Internal Assignment | Ontology Id | Ontology Annotation Id | Ontology Version
NAME | TRUE | FALSE | TRUE |  | Name | VARCHAR |  | Name |  |  | FALSE | FALSE |  |  | FALSE
FILAMENT | FALSE | FALSE | TRUE |  | Filament | VARCHAR |  | Filament |  |  | FALSE | FALSE |  |  | FALSE
FILAMENT_CURRENT_A | FALSE | FALSE | TRUE |  | Filament current [A] | REAL |  | Filament current [A] |  |  | FALSE | FALSE |  |  | FALSE
SAMPLE_TYPE
Code | Internal | Description | Auto generate codes | Validation script | Generated code prefix | Ontology Id | Ontology Annotation Id | Ontology Version | Type Group
ION_PUMP | FALSE | Ion Pump | TRUE |  | IONP
Code | Internal | Mandatory | Show in edit views | Section | Property label | Data type | Vocabulary code | Description | Metadata | Dynamic script | Multivalued | Unique | Pattern | Pattern Type | Internal Assignment | Ontology Id | Ontology Annotation Id | Ontology Version
NAME | TRUE | FALSE | TRUE |  | Name | VARCHAR |  | Name |  |  | FALSE | FALSE |  |  | FALSE
DESCRIPTION | FALSE | FALSE | TRUE |  | Description | VARCHAR |  | Description |  |  | FALSE | FALSE |  |  | FALSE
COMMENTS | FALSE | FALSE | TRUE |  | Comments | MULTILINE_VARCHAR |  | Comments | {"custom_widget":"Word Processor"} |  | FALSE | FALSE |  |  | FALSE
MAIN_CATEGORY | FALSE | FALSE | TRUE |  | Main category | CONTROLLEDVOCABULARY | COMPONENTMAINCATEGORYENUM | Main category |  |  | FALSE | FALSE |  |  | FALSE
SUB_CATEGORY | FALSE | FALSE | TRUE |  | Sub category | CONTROLLEDVOCABULARY | COMPONENTSUBCATEGORYENUM | Sub category |  |  | FALSE | FALSE |  |  | FALSE
MANUFACTURER | FALSE | FALSE | TRUE |  | Manufacturer | SAMPLE |  | Manufacturer |  |  | FALSE | FALSE |  |  | FALSE
MODEL | FALSE | FALSE | TRUE |  | Model | VARCHAR |  | Model |  |  | FALSE | FALSE |  |  | FALSE
SERIAL_NUMBER | FALSE | FALSE | TRUE |  | Serial number | VARCHAR |  | Serial number |  |  | FALSE | FALSE |  |  | FALSE
EMPA_ID | FALSE | FALSE | TRUE |  | Empa ID | VARCHAR |  | Empa ID |  |  | FALSE | FALSE |  |  | FALSE
LOCATION | FALSE | FALSE | TRUE |  | Location | SAMPLE |  | Location |  |  | FALSE | FALSE |  |  | FALSE
OBJECT_STATUS | FALSE | FALSE | TRUE |  | Object status | CONTROLLEDVOCABULARY | OBJECTSTATUSENUM | Object status |  |  | FALSE | FALSE |  |  | FALSE
RECEIVE_DATE | FALSE | FALSE | TRUE |  | Receive date | DATE |  | Receive date |  |  | FALSE | FALSE |  |  | FALSE
SAMPLE_TYPE
Code | Internal | Description | Auto generate codes | Validation script | Generated code prefix | Ontology Id | Ontology Annotation Id | Ontology Version | Type Group
LIGHT_IRRADIATION | FALSE | Light Irradiation | TRUE |  | LITE
Code | Internal | Mandatory | Show in edit views | Section | Property label | Data type | Vocabulary code | Description | Metadata | Dynamic script | Multivalued | Unique | Pattern | Pattern Type | Internal Assignment | Ontology Id | Ontology Annotation Id | Ontology Version
NAME | TRUE | FALSE | TRUE |  | Name | VARCHAR |  | Name |  |  | FALSE | FALSE |  |  | FALSE
DESCRIPTION | FALSE | FALSE | TRUE |  | Description | VARCHAR |  | Description |  |  | FALSE | FALSE |  |  | FALSE
COMMENTS | FALSE | FALSE | TRUE |  | Comments | MULTILINE_VARCHAR |  | Comments | {"custom_widget":"Word Processor"} |  | FALSE | FALSE |  |  | FALSE
DURATION | FALSE | FALSE | TRUE |  | Duration | VARCHAR |  | Duration |  |  | FALSE | FALSE |  |  | FALSE
COMPONENTS_NAMES | FALSE | FALSE | TRUE |  | Component(s) name(s) | VARCHAR |  | Component(s) name(s) |  |  | TRUE | FALSE |  |  | FALSE
COMPONENTS_SETTINGS_VALUES | FALSE | FALSE | TRUE |  | Component(s) settings values | VARCHAR |  | Component(s) settings values |  |  | TRUE | FALSE |  |  | FALSE
SAMPLE_TYPE
Code | Internal | Description | Auto generate codes | Validation script | Generated code prefix | Ontology Id | Ontology Annotation Id | Ontology Version | Type Group
MAINTENANCE_LOGENTRY | FALSE | ?? Maintenance | TRUE |  | MAINTENANCELOG
Code | Internal | Mandatory | Show in edit views | Section | Property label | Data type | Vocabulary code | Description | Metadata | Dynamic script | Multivalued | Unique | Pattern | Pattern Type | Internal Assignment | Ontology Id | Ontology Annotation Id | Ontology Version
DESCRIPTION | FALSE | FALSE | FALSE | GeneralInfo | Description | VARCHAR |  | Description |  |  | FALSE | FALSE |  |  | FALSE
ILOG_LOGBOOK | FALSE | FALSE | FALSE | GeneralInfo | ILOG_LOGBOOK | BOOLEAN |  | This is the iLog logbook entry identifier. |  |  | FALSE | FALSE |  |  | FALSE
NAME | TRUE | FALSE | FALSE | GeneralInfo | Name | VARCHAR |  | Name |  |  | FALSE | FALSE |  |  | FALSE
VALID_FROM | FALSE | FALSE | TRUE | GeneralInfo | Valid From | VARCHAR |  | Valid From |  |  | FALSE | FALSE |  |  | FALSE
DOCUMENT | TRUE | FALSE | TRUE | GeneralInfo | Document | MULTILINE_VARCHAR |  | Document | {"custom_widget":"Word Processor"} |  | FALSE | FALSE |  |  | FALSE
SAMPLE_TYPE
Code | Internal | Description | Auto generate codes | Validation script | Generated code prefix | Ontology Id | Ontology Annotation Id | Ontology Version | Type Group
MEAN_FIELD_HUBBARD | FALSE | Mean Field Hubbard | TRUE |  | MFHU
Code | Internal | Mandatory | Show in edit views | Section | Property label | Data type | Vocabulary code | Description | Metadata | Dynamic script | Multivalued | Unique | Pattern | Pattern Type | Internal Assignment | Ontology Id | Ontology Annotation Id | Ontology Version
NAME | TRUE | FALSE | TRUE |  | Name | VARCHAR |  | Name |  |  | FALSE | FALSE |  |  | FALSE
DESCRIPTION | FALSE | FALSE | TRUE |  | Description | VARCHAR |  | Description |  |  | FALSE | FALSE |  |  | FALSE
COMMENTS | FALSE | FALSE | TRUE |  | Comments | MULTILINE_VARCHAR |  | Comments | {"custom_widget":"Word Processor"} |  | FALSE | FALSE |  |  | FALSE
CHARGE | FALSE | FALSE | TRUE |  | Charge | INTEGER |  | Charge |  |  | FALSE | FALSE |  |  | FALSE
CONVERGENCE_COEFFICIENT | FALSE | FALSE | TRUE |  | Convergence coefficient | REAL |  | Convergence coefficient |  |  | FALSE | FALSE |  |  | FALSE
DENSITY_TOLERANCE | FALSE | FALSE | TRUE |  | Density tolerance | REAL |  | Density tolerance |  |  | FALSE | FALSE |  |  | FALSE
DOWN_DENSITIES | FALSE | FALSE | TRUE |  | Down densities | INTEGER |  | Down densities |  |  | TRUE | FALSE |  |  | FALSE
DOWN_ELECTRONS | FALSE | FALSE | TRUE |  | Down electrons | INTEGER |  | Down electrons |  |  | TRUE | FALSE |  |  | FALSE
NUMBER_K_POINTS | FALSE | FALSE | TRUE |  | Number of k points | INTEGER |  | Number of k points |  |  | FALSE | FALSE |  |  | FALSE
ON_SITE_HUBBARD_REPULSION_VALUE | FALSE | FALSE | TRUE |  | On-site Hubbard repulsion U value | JSON |  | On-site Hubbard repulsion U value |  |  | FALSE | FALSE |  |  | FALSE
UP_DENSITIES | FALSE | FALSE | TRUE |  | Up densities | INTEGER |  | Up densities |  |  | TRUE | FALSE |  |  | FALSE
UP_ELECTRONS | FALSE | FALSE | TRUE |  | Up electrons | INTEGER |  | Up electrons |  |  | TRUE | FALSE |  |  | FALSE
AIIDA_NODE | FALSE | FALSE | TRUE |  | AiiDA archive | SAMPLE |  | AiiDA archive |  |  | FALSE | FALSE |  |  | FALSE
SAMPLE_TYPE
Code | Internal | Description | Auto generate codes | Validation script | Generated code prefix | Ontology Id | Ontology Annotation Id | Ontology Version | Type Group
MEASUREMENT_SESSION | FALSE | Measurement Session | TRUE |  | MSSE
Code | Internal | Mandatory | Show in edit views | Section | Property label | Data type | Vocabulary code | Description | Metadata | Dynamic script | Multivalued | Unique | Pattern | Pattern Type | Internal Assignment | Ontology Id | Ontology Annotation Id | Ontology Version
DEFAULT_OBJECT_VIEW | TRUE | FALSE | TRUE |  | Default object view | CONTROLLEDVOCABULARY | DEFAULT_OBJECT_VIEWS | Default object view |  |  | FALSE | FALSE |  |  | FALSE
NAME | TRUE | FALSE | TRUE |  | Name | VARCHAR |  | Name |  |  | FALSE | FALSE |  |  | FALSE
DESCRIPTION | FALSE | FALSE | TRUE |  | Description | VARCHAR |  | Description |  |  | FALSE | FALSE |  |  | FALSE
COMMENTS | FALSE | FALSE | TRUE |  | Comments | MULTILINE_VARCHAR |  | Comments | {"custom_widget":"Word Processor"} |  | FALSE | FALSE |  |  | FALSE
MEASUREMENT_FOLDER_PATH | FALSE | FALSE | TRUE |  | Measurement folder path | VARCHAR |  | Measurement folder path |  |  | FALSE | FALSE |  |  | FALSE
SAMPLE_TYPE
Code | Internal | Description | Auto generate codes | Validation script | Generated code prefix | Ontology Id | Ontology Annotation Id | Ontology Version | Type Group
MECHANICAL_PRESSING | FALSE | Mechanical Pressing | TRUE |  | MEPR
Code | Internal | Mandatory | Show in edit views | Section | Property label | Data type | Vocabulary code | Description | Metadata | Dynamic script | Multivalued | Unique | Pattern | Pattern Type | Internal Assignment | Ontology Id | Ontology Annotation Id | Ontology Version
NAME | TRUE | FALSE | TRUE |  | Name | VARCHAR |  | Name |  |  | FALSE | FALSE |  |  | FALSE
DESCRIPTION | FALSE | FALSE | TRUE |  | Description | VARCHAR |  | Description |  |  | FALSE | FALSE |  |  | FALSE
COMMENTS | FALSE | FALSE | TRUE |  | Comments | MULTILINE_VARCHAR |  | Comments | {"custom_widget":"Word Processor"} |  | FALSE | FALSE |  |  | FALSE
DURATION | FALSE | FALSE | TRUE |  | Duration | VARCHAR |  | Duration |  |  | FALSE | FALSE |  |  | FALSE
COMPONENTS_NAMES | FALSE | FALSE | TRUE |  | Component(s) name(s) | VARCHAR |  | Component(s) name(s) |  |  | TRUE | FALSE |  |  | FALSE
COMPONENTS_SETTINGS_VALUES | FALSE | FALSE | TRUE |  | Component(s) settings values | VARCHAR |  | Component(s) settings values |  |  | TRUE | FALSE |  |  | FALSE
SAMPLE_TYPE
Code | Internal | Description | Auto generate codes | Validation script | Generated code prefix | Ontology Id | Ontology Annotation Id | Ontology Version | Type Group
MICROSCOPE | FALSE |  | TRUE |  | MCCP
Code | Internal | Mandatory | Show in edit views | Section | Property label | Data type | Vocabulary code | Description | Metadata | Dynamic script | Multivalued | Unique | Pattern | Pattern Type | Internal Assignment | Ontology Id | Ontology Annotation Id | Ontology Version
DESCRIPTION | FALSE | FALSE | FALSE | General Info | Description | VARCHAR |  | Description |  |  | FALSE | FALSE |  |  | FALSE
CONTROL_AND_DATA_ACQUISITION | FALSE | FALSE | FALSE | Components | Control and Data Acquisition | SAMPLE |  | Control and Data Acquisition |  |  | TRUE | FALSE |  |  | FALSE
NAME | TRUE | FALSE | FALSE | General Info | Name | VARCHAR |  | Name |  |  | FALSE | FALSE |  |  | FALSE
ILOG_TYPE_BASE | FALSE | FALSE | FALSE | General Info | iLog Type Base | VARCHAR |  | iLog Type Base |  |  | FALSE | FALSE |  |  | FALSE
SAMPLE_TYPE
Code | Internal | Description | Auto generate codes | Validation script | Generated code prefix | Ontology Id | Ontology Annotation Id | Ontology Version | Type Group
MINIMUM_ENERGY_POTENTIAL | FALSE | Minimum Energy Potential | TRUE |  | MEPO
Code | Internal | Mandatory | Show in edit views | Section | Property label | Data type | Vocabulary code | Description | Metadata | Dynamic script | Multivalued | Unique | Pattern | Pattern Type | Internal Assignment | Ontology Id | Ontology Annotation Id | Ontology Version
NAME | TRUE | FALSE | TRUE |  | Name | VARCHAR |  | Name |  |  | FALSE | FALSE |  |  | FALSE
DESCRIPTION | FALSE | FALSE | TRUE |  | Description | VARCHAR |  | Description |  |  | FALSE | FALSE |  |  | FALSE
COMMENTS | FALSE | FALSE | TRUE |  | Comments | MULTILINE_VARCHAR |  | Comments | {"custom_widget":"Word Processor"} |  | FALSE | FALSE |  |  | FALSE
ENERGIES | FALSE | FALSE | TRUE |  | Energies | JSON |  | Energies |  |  | FALSE | FALSE |  |  | FALSE
ENERGY_BARRIER | FALSE | FALSE | TRUE |  | Energy barrier | JSON |  | Energy barrier |  |  | FALSE | FALSE |  |  | FALSE
GEOMETRY_CONSTRAINTS | FALSE | FALSE | TRUE |  | Geometry constraints | REAL |  | Geometry constraints |  |  | TRUE | FALSE |  |  | FALSE
GEOMETRY_CONSTRAINTS_INCREMENTS | FALSE | FALSE | TRUE |  | Geometry constraints increments | REAL |  | Geometry constraints increments |  |  | TRUE | FALSE |  |  | FALSE
METHOD_TYPE | FALSE | FALSE | TRUE |  | Method type | CONTROLLEDVOCABULARY | PATHFINDINGMETHODENUM | Method type |  |  | FALSE | FALSE |  |  | FALSE
NUMBER_GEOMETRIES | FALSE | FALSE | TRUE |  | Number of geometries | INTEGER |  | Number of geometries |  |  | FALSE | FALSE |  |  | FALSE
AIIDA_NODE | FALSE | FALSE | TRUE |  | AiiDA archive | SAMPLE |  | AiiDA archive |  |  | FALSE | FALSE |  |  | FALSE
SAMPLE_TYPE
Code | Internal | Description | Auto generate codes | Validation script | Generated code prefix | Ontology Id | Ontology Annotation Id | Ontology Version | Type Group
NAGIOS | FALSE |  | FALSE |  | S
Code | Internal | Mandatory | Show in edit views | Section | Property label | Data type | Vocabulary code | Description | Metadata | Dynamic script | Multivalued | Unique | Pattern | Pattern Type | Internal Assignment | Ontology Id | Ontology Annotation Id | Ontology Version
SAMPLE_TYPE
Code | Internal | Description | Auto generate codes | Validation script | Generated code prefix | Ontology Id | Ontology Annotation Id | Ontology Version | Type Group
ORDER | FALSE |  | FALSE |  | ORD
Code | Internal | Mandatory | Show in edit views | Section | Property label | Data type | Vocabulary code | Description | Metadata | Dynamic script | Multivalued | Unique | Pattern | Pattern Type | Internal Assignment | Ontology Id | Ontology Annotation Id | Ontology Version
NAME | TRUE | FALSE | TRUE | General | Name | VARCHAR |  | Name |  |  | FALSE | FALSE |  |  | FALSE
ORDER.SHIP_TO | TRUE | FALSE | TRUE | General | Ship To | VARCHAR |  | Ship To |  |  | FALSE | FALSE |  |  | FALSE
ORDER.BILL_TO | TRUE | FALSE | TRUE | General | Bill To | VARCHAR |  | Bill To |  |  | FALSE | FALSE |  |  | FALSE
ORDER.SHIP_ADDRESS | TRUE | FALSE | TRUE | General | Ship Address | VARCHAR |  | Ship Address |  |  | FALSE | FALSE |  |  | FALSE
ORDER.CONTACT_PHONE | TRUE | FALSE | TRUE | General | Phone | VARCHAR |  | Phone |  |  | FALSE | FALSE |  |  | FALSE
ORDER.CONTACT_FAX | TRUE | FALSE | TRUE | General | Fax | VARCHAR |  | Fax |  |  | FALSE | FALSE |  |  | FALSE
ORDERING.ORDER_STATUS | TRUE | TRUE | TRUE | General | Order Status | CONTROLLEDVOCABULARY | ORDER.ORDER_STATUS | Order Status |  |  | FALSE | FALSE |  |  | FALSE
ORDER.PRICE_PAID | FALSE | FALSE | TRUE | General | Price Paid | REAL |  | Price Paid |  |  | FALSE | FALSE |  |  | FALSE
ORDER.ADDITIONAL_INFORMATION | TRUE | FALSE | TRUE | General | Additional Information | VARCHAR |  | Additional Information |  |  | FALSE | FALSE |  |  | FALSE
ORDER.ORDER_STATE | TRUE | FALSE | TRUE | Comments | Order State | VARCHAR |  | Order State |  |  | FALSE | FALSE |  |  | FALSE
SAMPLE_TYPE
Code | Internal | Description | Auto generate codes | Validation script | Generated code prefix | Ontology Id | Ontology Annotation Id | Ontology Version | Type Group
ORGANISATION | FALSE | Organisation | TRUE |  | ORGA
Code | Internal | Mandatory | Show in edit views | Section | Property label | Data type | Vocabulary code | Description | Metadata | Dynamic script | Multivalued | Unique | Pattern | Pattern Type | Internal Assignment | Ontology Id | Ontology Annotation Id | Ontology Version
NAME | TRUE | FALSE | TRUE |  | Name | VARCHAR |  | Name |  |  | FALSE | FALSE |  |  | FALSE
ADDRESS | FALSE | FALSE | TRUE |  | Address | VARCHAR |  | Address |  |  | FALSE | FALSE |  |  | FALSE
EMAIL | FALSE | FALSE | TRUE |  | Email | VARCHAR |  | Email |  |  | FALSE | FALSE |  |  | FALSE
WORK_PHONE | FALSE | FALSE | TRUE |  | Work phone | VARCHAR |  | Work phone |  |  | FALSE | FALSE |  |  | FALSE
SAMPLE_TYPE
Code | Internal | Description | Auto generate codes | Validation script | Generated code prefix | Ontology Id | Ontology Annotation Id | Ontology Version | Type Group
OTHER_LOGENTRY | FALSE | ?? Other | TRUE |  | OTHERLOG
Code | Internal | Mandatory | Show in edit views | Section | Property label | Data type | Vocabulary code | Description | Metadata | Dynamic script | Multivalued | Unique | Pattern | Pattern Type | Internal Assignment | Ontology Id | Ontology Annotation Id | Ontology Version
DESCRIPTION | FALSE | FALSE | FALSE | GeneralInfo | Description | VARCHAR |  | Description |  |  | FALSE | FALSE |  |  | FALSE
ILOG_LOGBOOK | FALSE | FALSE | FALSE | GeneralInfo | ILOG_LOGBOOK | BOOLEAN |  | This is the iLog logbook entry identifier. |  |  | FALSE | FALSE |  |  | FALSE
NAME | TRUE | FALSE | FALSE | GeneralInfo | Name | VARCHAR |  | Name |  |  | FALSE | FALSE |  |  | FALSE
VALID_FROM | FALSE | FALSE | TRUE | GeneralInfo | Valid From | VARCHAR |  | Valid From |  |  | FALSE | FALSE |  |  | FALSE
DOCUMENT | TRUE | FALSE | TRUE | GeneralInfo | Document | MULTILINE_VARCHAR |  | Document | {"custom_widget":"Word Processor"} |  | FALSE | FALSE |  |  | FALSE
SAMPLE_TYPE
Code | Internal | Description | Auto generate codes | Validation script | Generated code prefix | Ontology Id | Ontology Annotation Id | Ontology Version | Type Group
PDOS | FALSE | PDOS | TRUE |  | PDOS
Code | Internal | Mandatory | Show in edit views | Section | Property label | Data type | Vocabulary code | Description | Metadata | Dynamic script | Multivalued | Unique | Pattern | Pattern Type | Internal Assignment | Ontology Id | Ontology Annotation Id | Ontology Version
NAME | TRUE | FALSE | TRUE |  | Name | VARCHAR |  | Name |  |  | FALSE | FALSE |  |  | FALSE
DESCRIPTION | FALSE | FALSE | TRUE |  | Description | VARCHAR |  | Description |  |  | FALSE | FALSE |  |  | FALSE
COMMENTS | FALSE | FALSE | TRUE |  | Comments | MULTILINE_VARCHAR |  | Comments | {"custom_widget":"Word Processor"} |  | FALSE | FALSE |  |  | FALSE
WFMS_UUID | FALSE | FALSE | TRUE |  | WFMS UUID | VARCHAR |  | WFMS UUID |  |  | FALSE | FALSE |  |  | FALSE
LEVEL_THEORY_METHOD | FALSE | FALSE | TRUE |  | Level of theory (method) | VARCHAR |  | Level of theory (method) |  |  | FALSE | FALSE |  |  | FALSE
LEVEL_THEORY_PARAMETERS | FALSE | FALSE | TRUE |  | Level of theory (parameters) | JSON |  | Level of theory (parameters) |  |  | FALSE | FALSE |  |  | FALSE
INPUT_PARAMETERS | FALSE | FALSE | TRUE |  | Input parameters | JSON |  | Input parameters |  |  | FALSE | FALSE |  |  | FALSE
OUTPUT_PARAMETERS | FALSE | FALSE | TRUE |  | Output parameters | JSON |  | Output parameters |  |  | FALSE | FALSE |  |  | FALSE
CODES | FALSE | FALSE | TRUE |  | Code(s) | SAMPLE |  | Code(s) |  |  | TRUE | FALSE |  |  | FALSE
AIIDA_NODE | FALSE | FALSE | TRUE |  | AiiDA archive | SAMPLE |  | AiiDA archive |  |  | FALSE | FALSE |  |  | FALSE
SAMPLE_TYPE
Code | Internal | Description | Auto generate codes | Validation script | Generated code prefix | Ontology Id | Ontology Annotation Id | Ontology Version | Type Group
PH_VALUE_OBSERVABLE | FALSE |  | TRUE |  | PHVA
Code | Internal | Mandatory | Show in edit views | Section | Property label | Data type | Vocabulary code | Description | Metadata | Dynamic script | Multivalued | Unique | Pattern | Pattern Type | Internal Assignment | Ontology Id | Ontology Annotation Id | Ontology Version
NAME | TRUE | FALSE | TRUE |  | Name | VARCHAR |  | Name |  |  | FALSE | FALSE |  |  | FALSE
DESCRIPTION | FALSE | FALSE | TRUE |  | Description | VARCHAR |  | Description |  |  | FALSE | FALSE |  |  | FALSE
COMMENTS | FALSE | FALSE | TRUE |  | Comments | MULTILINE_VARCHAR |  | Comments | {"custom_widget":"Word Processor"} |  | FALSE | FALSE |  |  | FALSE
CHANNEL_NAME | FALSE | FALSE | TRUE |  | Channel name | VARCHAR |  | Channel name |  |  | FALSE | FALSE |  |  | FALSE
COMPONENT | FALSE | FALSE | TRUE |  | Component | SAMPLE |  | Component |  |  | FALSE | FALSE |  |  | FALSE
COMPONENT_SETTINGS | FALSE | FALSE | TRUE |  | Component settings | JSON |  | Component settings |  |  | FALSE | FALSE |  |  | FALSE
SAMPLE_TYPE
Code | Internal | Description | Auto generate codes | Validation script | Generated code prefix | Ontology Id | Ontology Annotation Id | Ontology Version | Type Group
POTENTIAL_ENERGY_CALCULATION | FALSE | Potential Energy Calculation | TRUE |  | PECA
Code | Internal | Mandatory | Show in edit views | Section | Property label | Data type | Vocabulary code | Description | Metadata | Dynamic script | Multivalued | Unique | Pattern | Pattern Type | Internal Assignment | Ontology Id | Ontology Annotation Id | Ontology Version
NAME | TRUE | FALSE | TRUE |  | Name | VARCHAR |  | Name |  |  | FALSE | FALSE |  |  | FALSE
DESCRIPTION | FALSE | FALSE | TRUE |  | Description | VARCHAR |  | Description |  |  | FALSE | FALSE |  |  | FALSE
COMMENTS | FALSE | FALSE | TRUE |  | Comments | MULTILINE_VARCHAR |  | Comments | {"custom_widget":"Word Processor"} |  | FALSE | FALSE |  |  | FALSE
WFMS_UUID | FALSE | FALSE | TRUE |  | WFMS UUID | VARCHAR |  | WFMS UUID |  |  | FALSE | FALSE |  |  | FALSE
ENERGY | FALSE | FALSE | TRUE |  | Energy | JSON |  | Energy |  |  | FALSE | FALSE |  |  | FALSE
LEVEL_THEORY_METHOD | FALSE | FALSE | TRUE |  | Level of theory (method) | VARCHAR |  | Level of theory (method) |  |  | FALSE | FALSE |  |  | FALSE
LEVEL_THEORY_PARAMETERS | FALSE | FALSE | TRUE |  | Level of theory (parameters) | JSON |  | Level of theory (parameters) |  |  | FALSE | FALSE |  |  | FALSE
INPUT_PARAMETERS | FALSE | FALSE | TRUE |  | Input parameters | JSON |  | Input parameters |  |  | FALSE | FALSE |  |  | FALSE
OUTPUT_PARAMETERS | FALSE | FALSE | TRUE |  | Output parameters | JSON |  | Output parameters |  |  | FALSE | FALSE |  |  | FALSE
CODES | FALSE | FALSE | TRUE |  | Code(s) | SAMPLE |  | Code(s) |  |  | TRUE | FALSE |  |  | FALSE
AIIDA_NODE | FALSE | FALSE | TRUE |  | AiiDA archive | SAMPLE |  | AiiDA archive |  |  | FALSE | FALSE |  |  | FALSE
SAMPLE_TYPE
Code | Internal | Description | Auto generate codes | Validation script | Generated code prefix | Ontology Id | Ontology Annotation Id | Ontology Version | Type Group
PREPARATION | FALSE | Preparation | TRUE |  | PREP
Code | Internal | Mandatory | Show in edit views | Section | Property label | Data type | Vocabulary code | Description | Metadata | Dynamic script | Multivalued | Unique | Pattern | Pattern Type | Internal Assignment | Ontology Id | Ontology Annotation Id | Ontology Version
NAME | TRUE | FALSE | TRUE |  | Name | VARCHAR |  | Name |  |  | FALSE | FALSE |  |  | FALSE
DESCRIPTION | FALSE | FALSE | TRUE |  | Description | VARCHAR |  | Description |  |  | FALSE | FALSE |  |  | FALSE
COMMENTS | FALSE | FALSE | TRUE |  | Comments | MULTILINE_VARCHAR |  | Comments | {"custom_widget":"Word Processor"} |  | FALSE | FALSE |  |  | FALSE
SAMPLE_TYPE
Code | Internal | Description | Auto generate codes | Validation script | Generated code prefix | Ontology Id | Ontology Annotation Id | Ontology Version | Type Group
PRESSURE_OBSERVABLE | FALSE |  | TRUE |  | PRES
Code | Internal | Mandatory | Show in edit views | Section | Property label | Data type | Vocabulary code | Description | Metadata | Dynamic script | Multivalued | Unique | Pattern | Pattern Type | Internal Assignment | Ontology Id | Ontology Annotation Id | Ontology Version
NAME | TRUE | FALSE | TRUE |  | Name | VARCHAR |  | Name |  |  | FALSE | FALSE |  |  | FALSE
DESCRIPTION | FALSE | FALSE | TRUE |  | Description | VARCHAR |  | Description |  |  | FALSE | FALSE |  |  | FALSE
COMMENTS | FALSE | FALSE | TRUE |  | Comments | MULTILINE_VARCHAR |  | Comments | {"custom_widget":"Word Processor"} |  | FALSE | FALSE |  |  | FALSE
CHANNEL_NAME | FALSE | FALSE | TRUE |  | Channel name | VARCHAR |  | Channel name |  |  | FALSE | FALSE |  |  | FALSE
COMPONENT | FALSE | FALSE | TRUE |  | Component | SAMPLE |  | Component |  |  | FALSE | FALSE |  |  | FALSE
COMPONENT_SETTINGS | FALSE | FALSE | TRUE |  | Component settings | JSON |  | Component settings |  |  | FALSE | FALSE |  |  | FALSE
SAMPLE_TYPE
Code | Internal | Description | Auto generate codes | Validation script | Generated code prefix | Ontology Id | Ontology Annotation Id | Ontology Version | Type Group
PROCESS_STEP | FALSE | Process Step | TRUE |  | PRST
Code | Internal | Mandatory | Show in edit views | Section | Property label | Data type | Vocabulary code | Description | Metadata | Dynamic script | Multivalued | Unique | Pattern | Pattern Type | Internal Assignment | Ontology Id | Ontology Annotation Id | Ontology Version
NAME | TRUE | FALSE | TRUE |  | Name | VARCHAR |  | Name |  |  | FALSE | FALSE |  |  | FALSE
DESCRIPTION | FALSE | FALSE | TRUE |  | Description | VARCHAR |  | Description |  |  | FALSE | FALSE |  |  | FALSE
COMMENTS | FALSE | FALSE | TRUE |  | Comments | MULTILINE_VARCHAR |  | Comments | {"custom_widget":"Word Processor"} |  | FALSE | FALSE |  |  | FALSE
ACTIONS | FALSE | FALSE | TRUE |  | Action(s) | SAMPLE |  | Action(s) |  |  | TRUE | FALSE |  |  | FALSE
OBSERVABLES | FALSE | FALSE | TRUE |  | Observable(s) | SAMPLE |  | Observable(s) |  |  | TRUE | FALSE |  |  | FALSE
SAMPLE_TYPE
Code | Internal | Description | Auto generate codes | Validation script | Generated code prefix | Ontology Id | Ontology Annotation Id | Ontology Version | Type Group
PROCESS | FALSE | Process | TRUE |  | PROC
Code | Internal | Mandatory | Show in edit views | Section | Property label | Data type | Vocabulary code | Description | Metadata | Dynamic script | Multivalued | Unique | Pattern | Pattern Type | Internal Assignment | Ontology Id | Ontology Annotation Id | Ontology Version
NAME | TRUE | FALSE | TRUE |  | Name | VARCHAR |  | Name |  |  | FALSE | FALSE |  |  | FALSE
DESCRIPTION | FALSE | FALSE | TRUE |  | Description | VARCHAR |  | Description |  |  | FALSE | FALSE |  |  | FALSE
COMMENTS | FALSE | FALSE | TRUE |  | Comments | MULTILINE_VARCHAR |  | Comments | {"custom_widget":"Word Processor"} |  | FALSE | FALSE |  |  | FALSE
SHORT_NAME | FALSE | FALSE | TRUE |  | Short name | VARCHAR |  | Short name |  |  | FALSE | FALSE |  |  | FALSE
PROCESS_STEPS | FALSE | FALSE | TRUE |  | Process steps | SAMPLE:PROCESS_STEP |  | Process steps |  |  | TRUE | FALSE |  |  | FALSE
SAMPLE_TYPE
Code | Internal | Description | Auto generate codes | Validation script | Generated code prefix | Ontology Id | Ontology Annotation Id | Ontology Version | Type Group
PRODUCT | FALSE |  | TRUE |  | PRO
Code | Internal | Mandatory | Show in edit views | Section | Property label | Data type | Vocabulary code | Description | Metadata | Dynamic script | Multivalued | Unique | Pattern | Pattern Type | Internal Assignment | Ontology Id | Ontology Annotation Id | Ontology Version
NAME | TRUE | FALSE | TRUE | General | Name | VARCHAR |  | Name |  |  | FALSE | FALSE |  |  | FALSE
PRODUCT.PRODUCT_SECONDARY_NAMES | FALSE | FALSE | TRUE | General | Product Secondary Names | VARCHAR |  | Product Secondary Names |  |  | FALSE | FALSE |  |  | FALSE
PRODUCT.DESCRIPTION | FALSE | FALSE | TRUE | General | Description | MULTILINE_VARCHAR |  | Description | {"custom_widget":"Word Processor"} |  | FALSE | FALSE |  |  | FALSE
PRODUCT.COMPANY | FALSE | FALSE | TRUE | General | Company | VARCHAR |  | Company |  |  | FALSE | FALSE |  |  | FALSE
PRODUCT.CATALOG_NUM | TRUE | FALSE | TRUE | General | Catalog Number | VARCHAR |  | Catalog Number |  |  | FALSE | FALSE |  |  | FALSE
PRODUCT.CATEGORY | FALSE | FALSE | TRUE | General | Category | VARCHAR |  | Category |  |  | FALSE | FALSE |  |  | FALSE
PRODUCT.HAZARD_STATEMENT | FALSE | FALSE | TRUE | General | Hazard Statement | VARCHAR |  | Hazard Statement |  |  | FALSE | FALSE |  |  | FALSE
PRODUCT.PRICE_PER_UNIT | TRUE | FALSE | TRUE | General | Estimated Price | REAL |  | Estimated Price |  |  | FALSE | FALSE |  |  | FALSE
PRODUCT.CURRENCY | TRUE | FALSE | TRUE | General | Currency | CONTROLLEDVOCABULARY | PRODUCT.CURRENCY | Currency |  |  | FALSE | FALSE |  |  | FALSE
PRODUCT.SIZE_OF_ITEM | FALSE | FALSE | TRUE | General | Size of Item | VARCHAR |  | Size of Item |  |  | FALSE | FALSE |  |  | FALSE
XMLCOMMENTS | TRUE | FALSE | FALSE |  | Comments | XML |  | Comments log |  |  | FALSE | FALSE |  |  | FALSE
SAMPLE_TYPE
Code | Internal | Description | Auto generate codes | Validation script | Generated code prefix | Ontology Id | Ontology Annotation Id | Ontology Version | Type Group
PUBLICATION | FALSE | Publication | TRUE |  | PUB
Code | Internal | Mandatory | Show in edit views | Section | Property label | Data type | Vocabulary code | Description | Metadata | Dynamic script | Multivalued | Unique | Pattern | Pattern Type | Internal Assignment | Ontology Id | Ontology Annotation Id | Ontology Version
NAME | TRUE | TRUE | TRUE | General | Name | VARCHAR |  | Name |  |  | FALSE | FALSE |  |  | FALSE
PUBLICATION.ORGANIZATION | TRUE | TRUE | TRUE | General | Organization | VARCHAR |  | Organization |  |  | FALSE | FALSE |  |  | FALSE
PUBLICATION.TYPE | TRUE | TRUE | TRUE | General | Type | VARCHAR |  | Type |  |  | FALSE | FALSE |  |  | FALSE
PUBLICATION.IDENTIFIER | TRUE | TRUE | TRUE | General | Identifier | VARCHAR |  | Identifier |  |  | FALSE | FALSE |  |  | FALSE
PUBLICATION.URL | TRUE | TRUE | TRUE | General | URL | HYPERLINK |  | URL |  |  | FALSE | FALSE |  |  | FALSE
PUBLICATION.DESCRIPTION | TRUE | FALSE | TRUE | General | Description | VARCHAR |  | Description |  |  | FALSE | FALSE |  |  | FALSE
PUBLICATION.OPENBIS_RELATED_IDENTIFIERS | TRUE | FALSE | TRUE | General | openBIS Related Identifiers | VARCHAR |  | openBIS Related Identifiers |  |  | FALSE | FALSE |  |  | FALSE
XMLCOMMENTS | TRUE | FALSE | FALSE |  | Comments | XML |  | Comments log |  |  | FALSE | FALSE |  |  | FALSE
ABSTRACT | FALSE | FALSE | TRUE |  | Abstract | VARCHAR |  | Abstract |  |  | FALSE | FALSE |  |  | FALSE
DATASET_URL | FALSE | FALSE | TRUE |  | Dataset URL | VARCHAR |  | Dataset URL |  |  | FALSE | FALSE |  |  | FALSE
YEAR | FALSE | FALSE | TRUE |  | Year | INTEGER |  | Year |  |  | FALSE | FALSE |  |  | FALSE
SAMPLE_TYPE
Code | Internal | Description | Auto generate codes | Validation script | Generated code prefix | Ontology Id | Ontology Annotation Id | Ontology Version | Type Group
REQUEST | FALSE |  | TRUE |  | REQ
Code | Internal | Mandatory | Show in edit views | Section | Property label | Data type | Vocabulary code | Description | Metadata | Dynamic script | Multivalued | Unique | Pattern | Pattern Type | Internal Assignment | Ontology Id | Ontology Annotation Id | Ontology Version
NAME | TRUE | FALSE | TRUE | General | Name | VARCHAR |  | Name |  |  | FALSE | FALSE |  |  | FALSE
ORDERING.ORDER_STATUS | TRUE | TRUE | TRUE | General | Order Status | CONTROLLEDVOCABULARY | ORDER.ORDER_STATUS | Order Status |  |  | FALSE | FALSE |  |  | FALSE
REQUEST.ORDER_NUMBER | FALSE | FALSE | TRUE | General | Order Number | VARCHAR |  | Order number |  |  | FALSE | FALSE |  |  | FALSE
REQUEST.PROJECT | FALSE | FALSE | TRUE | General | Project | VARCHAR |  | Project |  |  | FALSE | FALSE |  |  | FALSE
REQUEST.DEPARTMENT | FALSE | FALSE | TRUE | General | Department | VARCHAR |  | Department |  |  | FALSE | FALSE |  |  | FALSE
REQUEST.BUYER | FALSE | FALSE | TRUE | General | Buyer | VARCHAR |  | Buyer |  |  | FALSE | FALSE |  |  | FALSE
SAMPLE_TYPE
Code | Internal | Description | Auto generate codes | Validation script | Generated code prefix | Ontology Id | Ontology Annotation Id | Ontology Version | Type Group
RESISTANCE_OBSERVABLE | FALSE |  | TRUE |  | RESI
Code | Internal | Mandatory | Show in edit views | Section | Property label | Data type | Vocabulary code | Description | Metadata | Dynamic script | Multivalued | Unique | Pattern | Pattern Type | Internal Assignment | Ontology Id | Ontology Annotation Id | Ontology Version
NAME | TRUE | FALSE | TRUE |  | Name | VARCHAR |  | Name |  |  | FALSE | FALSE |  |  | FALSE
DESCRIPTION | FALSE | FALSE | TRUE |  | Description | VARCHAR |  | Description |  |  | FALSE | FALSE |  |  | FALSE
COMMENTS | FALSE | FALSE | TRUE |  | Comments | MULTILINE_VARCHAR |  | Comments | {"custom_widget":"Word Processor"} |  | FALSE | FALSE |  |  | FALSE
CHANNEL_NAME | FALSE | FALSE | TRUE |  | Channel name | VARCHAR |  | Channel name |  |  | FALSE | FALSE |  |  | FALSE
COMPONENT | FALSE | FALSE | TRUE |  | Component | SAMPLE |  | Component |  |  | FALSE | FALSE |  |  | FALSE
COMPONENT_SETTINGS | FALSE | FALSE | TRUE |  | Component settings | JSON |  | Component settings |  |  | FALSE | FALSE |  |  | FALSE
SAMPLE_TYPE
Code | Internal | Description | Auto generate codes | Validation script | Generated code prefix | Ontology Id | Ontology Annotation Id | Ontology Version | Type Group
RESULT | FALSE | Result | TRUE |  | RESL
Code | Internal | Mandatory | Show in edit views | Section | Property label | Data type | Vocabulary code | Description | Metadata | Dynamic script | Multivalued | Unique | Pattern | Pattern Type | Internal Assignment | Ontology Id | Ontology Annotation Id | Ontology Version
NAME | TRUE | FALSE | TRUE |  | Name | VARCHAR |  | Name |  |  | FALSE | FALSE |  |  | FALSE
DESCRIPTION | FALSE | FALSE | TRUE |  | Description | VARCHAR |  | Description |  |  | FALSE | FALSE |  |  | FALSE
COMMENTS | FALSE | FALSE | TRUE |  | Comments | MULTILINE_VARCHAR |  | Comments | {"custom_widget":"Word Processor"} |  | FALSE | FALSE |  |  | FALSE
SAMPLE_TYPE
Code | Internal | Description | Auto generate codes | Validation script | Generated code prefix | Ontology Id | Ontology Annotation Id | Ontology Version | Type Group
RINSE | FALSE | Rinse | TRUE |  | RINS
Code | Internal | Mandatory | Show in edit views | Section | Property label | Data type | Vocabulary code | Description | Metadata | Dynamic script | Multivalued | Unique | Pattern | Pattern Type | Internal Assignment | Ontology Id | Ontology Annotation Id | Ontology Version
NAME | TRUE | FALSE | TRUE |  | Name | VARCHAR |  | Name |  |  | FALSE | FALSE |  |  | FALSE
DESCRIPTION | FALSE | FALSE | TRUE |  | Description | VARCHAR |  | Description |  |  | FALSE | FALSE |  |  | FALSE
COMMENTS | FALSE | FALSE | TRUE |  | Comments | MULTILINE_VARCHAR |  | Comments | {"custom_widget":"Word Processor"} |  | FALSE | FALSE |  |  | FALSE
DURATION | FALSE | FALSE | TRUE |  | Duration | VARCHAR |  | Duration |  |  | FALSE | FALSE |  |  | FALSE
COMPONENTS_NAMES | FALSE | FALSE | TRUE |  | Component(s) name(s) | VARCHAR |  | Component(s) name(s) |  |  | TRUE | FALSE |  |  | FALSE
COMPONENTS_SETTINGS_VALUES | FALSE | FALSE | TRUE |  | Component(s) settings values | VARCHAR |  | Component(s) settings values |  |  | TRUE | FALSE |  |  | FALSE
SAMPLE_TYPE
Code | Internal | Description | Auto generate codes | Validation script | Generated code prefix | Ontology Id | Ontology Annotation Id | Ontology Version | Type Group
ROOM | FALSE | Room | TRUE |  | ROOM
Code | Internal | Mandatory | Show in edit views | Section | Property label | Data type | Vocabulary code | Description | Metadata | Dynamic script | Multivalued | Unique | Pattern | Pattern Type | Internal Assignment | Ontology Id | Ontology Annotation Id | Ontology Version
NAME | TRUE | FALSE | TRUE |  | Name | VARCHAR |  | Name |  |  | FALSE | FALSE |  |  | FALSE
SAMPLE_TYPE
Code | Internal | Description | Auto generate codes | Validation script | Generated code prefix | Ontology Id | Ontology Annotation Id | Ontology Version | Type Group
SAMPLE | FALSE | Sample | TRUE |  | SAMP
Code | Internal | Mandatory | Show in edit views | Section | Property label | Data type | Vocabulary code | Description | Metadata | Dynamic script | Multivalued | Unique | Pattern | Pattern Type | Internal Assignment | Ontology Id | Ontology Annotation Id | Ontology Version
NAME | TRUE | FALSE | TRUE |  | Name | VARCHAR |  | Name |  |  | FALSE | FALSE |  |  | FALSE
DESCRIPTION | FALSE | FALSE | TRUE |  | Description | VARCHAR |  | Description |  |  | FALSE | FALSE |  |  | FALSE
COMMENTS | FALSE | FALSE | TRUE |  | Comments | MULTILINE_VARCHAR |  | Comments | {"custom_widget":"Word Processor"} |  | FALSE | FALSE |  |  | FALSE
LOCATION | FALSE | FALSE | TRUE |  | Location | SAMPLE |  | Location |  |  | FALSE | FALSE |  |  | FALSE
OBJECT_STATUS | FALSE | FALSE | TRUE |  | Object status | CONTROLLEDVOCABULARY | OBJECTSTATUSENUM | Object status |  |  | FALSE | FALSE |  |  | FALSE
SAMPLE_TYPE
Code | Internal | Description | Auto generate codes | Validation script | Generated code prefix | Ontology Id | Ontology Annotation Id | Ontology Version | Type Group
SAMPLE_HOLDER | FALSE |  | TRUE |  | SPHD
Code | Internal | Mandatory | Show in edit views | Section | Property label | Data type | Vocabulary code | Description | Metadata | Dynamic script | Multivalued | Unique | Pattern | Pattern Type | Internal Assignment | Ontology Id | Ontology Annotation Id | Ontology Version
NAME | TRUE | FALSE | TRUE |  | Name | VARCHAR |  | Name |  |  | FALSE | FALSE |  |  | FALSE
DESCRIPTION | FALSE | FALSE | TRUE |  | Description | VARCHAR |  | Description |  |  | FALSE | FALSE |  |  | FALSE
COMMENTS | FALSE | FALSE | TRUE |  | Comments | MULTILINE_VARCHAR |  | Comments | {"custom_widget":"Word Processor"} |  | FALSE | FALSE |  |  | FALSE
LOCATION | FALSE | FALSE | TRUE |  | Location | SAMPLE |  | Location |  |  | FALSE | FALSE |  |  | FALSE
RECEIVE_DATE | FALSE | FALSE | TRUE |  | Receive date | DATE |  | Receive date |  |  | FALSE | FALSE |  |  | FALSE
SAMPLE_TYPE
Code | Internal | Description | Auto generate codes | Validation script | Generated code prefix | Ontology Id | Ontology Annotation Id | Ontology Version | Type Group
SCANNING_PROBE_MICROSCOPE | FALSE |  | TRUE |  | SPMI
Code | Internal | Mandatory | Show in edit views | Section | Property label | Data type | Vocabulary code | Description | Metadata | Dynamic script | Multivalued | Unique | Pattern | Pattern Type | Internal Assignment | Ontology Id | Ontology Annotation Id | Ontology Version
DESCRIPTION | FALSE | FALSE | FALSE | General Info | Description | VARCHAR |  | Description |  |  | FALSE | FALSE |  |  | FALSE
CONTROL_AND_DATA_ACQUISITION | FALSE | FALSE | FALSE | Components | Control and Data Acquisition | SAMPLE |  | Control and Data Acquisition |  |  | TRUE | FALSE |  |  | FALSE
PUMPS | FALSE | FALSE | FALSE | Components | Pump(s) | SAMPLE |  | Pump(s) |  |  | TRUE | FALSE |  |  | FALSE
NAME | TRUE | FALSE | FALSE | General Info | Name | VARCHAR |  | Name |  |  | FALSE | FALSE |  |  | FALSE
ILOG_TYPE_BASE | FALSE | FALSE | FALSE | General Info | iLog Type Base | VARCHAR |  | iLog Type Base |  |  | FALSE | FALSE |  |  | FALSE
MODEL | FALSE | FALSE | FALSE | General Info | Model | VARCHAR |  | Model |  |  | FALSE | FALSE |  |  | FALSE
PREPARATION_TOOLS | FALSE | FALSE | FALSE | Components | Preparation tool(s) | SAMPLE |  | Preparation tool(s) |  |  | TRUE | FALSE |  |  | FALSE
SAMPLE_TYPE
Code | Internal | Description | Auto generate codes | Validation script | Generated code prefix | Ontology Id | Ontology Annotation Id | Ontology Version | Type Group
SCROLL_PUMP | FALSE | Scroll Pump | TRUE |  | SCLP
Code | Internal | Mandatory | Show in edit views | Section | Property label | Data type | Vocabulary code | Description | Metadata | Dynamic script | Multivalued | Unique | Pattern | Pattern Type | Internal Assignment | Ontology Id | Ontology Annotation Id | Ontology Version
NAME | TRUE | FALSE | TRUE |  | Name | VARCHAR |  | Name |  |  | FALSE | FALSE |  |  | FALSE
DESCRIPTION | FALSE | FALSE | TRUE |  | Description | VARCHAR |  | Description |  |  | FALSE | FALSE |  |  | FALSE
COMMENTS | FALSE | FALSE | TRUE |  | Comments | MULTILINE_VARCHAR |  | Comments | {"custom_widget":"Word Processor"} |  | FALSE | FALSE |  |  | FALSE
MAIN_CATEGORY | FALSE | FALSE | TRUE |  | Main category | CONTROLLEDVOCABULARY | COMPONENTMAINCATEGORYENUM | Main category |  |  | FALSE | FALSE |  |  | FALSE
SUB_CATEGORY | FALSE | FALSE | TRUE |  | Sub category | CONTROLLEDVOCABULARY | COMPONENTSUBCATEGORYENUM | Sub category |  |  | FALSE | FALSE |  |  | FALSE
MANUFACTURER | FALSE | FALSE | TRUE |  | Manufacturer | SAMPLE |  | Manufacturer |  |  | FALSE | FALSE |  |  | FALSE
MODEL | FALSE | FALSE | TRUE |  | Model | VARCHAR |  | Model |  |  | FALSE | FALSE |  |  | FALSE
SERIAL_NUMBER | FALSE | FALSE | TRUE |  | Serial number | VARCHAR |  | Serial number |  |  | FALSE | FALSE |  |  | FALSE
EMPA_ID | FALSE | FALSE | TRUE |  | Empa ID | VARCHAR |  | Empa ID |  |  | FALSE | FALSE |  |  | FALSE
LOCATION | FALSE | FALSE | TRUE |  | Location | SAMPLE |  | Location |  |  | FALSE | FALSE |  |  | FALSE
OBJECT_STATUS | FALSE | FALSE | TRUE |  | Object status | CONTROLLEDVOCABULARY | OBJECTSTATUSENUM | Object status |  |  | FALSE | FALSE |  |  | FALSE
RECEIVE_DATE | FALSE | FALSE | TRUE |  | Receive date | DATE |  | Receive date |  |  | FALSE | FALSE |  |  | FALSE
SAMPLE_TYPE
Code | Internal | Description | Auto generate codes | Validation script | Generated code prefix | Ontology Id | Ontology Annotation Id | Ontology Version | Type Group
SEARCH_QUERY | FALSE |  | TRUE |  | SEARCH_QUERY.
Code | Internal | Mandatory | Show in edit views | Section | Property label | Data type | Vocabulary code | Description | Metadata | Dynamic script | Multivalued | Unique | Pattern | Pattern Type | Internal Assignment | Ontology Id | Ontology Annotation Id | Ontology Version
NAME | TRUE | TRUE | TRUE | General | Name | VARCHAR |  | Name |  |  | FALSE | FALSE |  |  | FALSE
SEARCH_QUERY.SEARCH_CRITERIA | TRUE | TRUE | FALSE | General | Search criteria | XML |  | V3 API search criteria |  |  | FALSE | FALSE |  |  | FALSE
SEARCH_QUERY.FETCH_OPTIONS | TRUE | FALSE | FALSE | General | Fetch options | XML |  | V3 API fetch options |  |  | FALSE | FALSE |  |  | FALSE
SEARCH_QUERY.CUSTOM_DATA | TRUE | FALSE | FALSE | General | Custom data | XML |  | Additional data in custom format |  |  | FALSE | FALSE |  |  | FALSE
SAMPLE_TYPE
Code | Internal | Description | Auto generate codes | Validation script | Generated code prefix | Ontology Id | Ontology Annotation Id | Ontology Version | Type Group
SOFTWARE | FALSE | Software | TRUE |  | SOFT
Code | Internal | Mandatory | Show in edit views | Section | Property label | Data type | Vocabulary code | Description | Metadata | Dynamic script | Multivalued | Unique | Pattern | Pattern Type | Internal Assignment | Ontology Id | Ontology Annotation Id | Ontology Version
NAME | TRUE | FALSE | TRUE |  | Name | VARCHAR |  | Name |  |  | FALSE | FALSE |  |  | FALSE
DESCRIPTION | FALSE | FALSE | TRUE |  | Description | VARCHAR |  | Description |  |  | FALSE | FALSE |  |  | FALSE
COMMENTS | FALSE | FALSE | TRUE |  | Comments | MULTILINE_VARCHAR |  | Comments | {"custom_widget":"Word Processor"} |  | FALSE | FALSE |  |  | FALSE
VERSION | FALSE | FALSE | TRUE |  | Version | VARCHAR |  | Version |  |  | FALSE | FALSE |  |  | FALSE
URL | FALSE | FALSE | TRUE |  | URL | VARCHAR |  | URL |  |  | FALSE | FALSE |  |  | FALSE
SAMPLE_TYPE
Code | Internal | Description | Auto generate codes | Validation script | Generated code prefix | Ontology Id | Ontology Annotation Id | Ontology Version | Type Group
SPEED_OBSERVABLE | FALSE |  | TRUE |  | SPED
Code | Internal | Mandatory | Show in edit views | Section | Property label | Data type | Vocabulary code | Description | Metadata | Dynamic script | Multivalued | Unique | Pattern | Pattern Type | Internal Assignment | Ontology Id | Ontology Annotation Id | Ontology Version
NAME | TRUE | FALSE | TRUE |  | Name | VARCHAR |  | Name |  |  | FALSE | FALSE |  |  | FALSE
DESCRIPTION | FALSE | FALSE | TRUE |  | Description | VARCHAR |  | Description |  |  | FALSE | FALSE |  |  | FALSE
COMMENTS | FALSE | FALSE | TRUE |  | Comments | MULTILINE_VARCHAR |  | Comments | {"custom_widget":"Word Processor"} |  | FALSE | FALSE |  |  | FALSE
CHANNEL_NAME | FALSE | FALSE | TRUE |  | Channel name | VARCHAR |  | Channel name |  |  | FALSE | FALSE |  |  | FALSE
COMPONENT | FALSE | FALSE | TRUE |  | Component | SAMPLE |  | Component |  |  | FALSE | FALSE |  |  | FALSE
COMPONENT_SETTINGS | FALSE | FALSE | TRUE |  | Component settings | JSON |  | Component settings |  |  | FALSE | FALSE |  |  | FALSE
SAMPLE_TYPE
Code | Internal | Description | Auto generate codes | Validation script | Generated code prefix | Ontology Id | Ontology Annotation Id | Ontology Version | Type Group
SPM_CONTROLLER | FALSE | SPM Controller | TRUE |  | SPMC
Code | Internal | Mandatory | Show in edit views | Section | Property label | Data type | Vocabulary code | Description | Metadata | Dynamic script | Multivalued | Unique | Pattern | Pattern Type | Internal Assignment | Ontology Id | Ontology Annotation Id | Ontology Version
NAME | TRUE | FALSE | TRUE |  | Name | VARCHAR |  | Name |  |  | FALSE | FALSE |  |  | FALSE
DESCRIPTION | FALSE | FALSE | TRUE |  | Description | VARCHAR |  | Description |  |  | FALSE | FALSE |  |  | FALSE
MAIN_CATEGORY | FALSE | FALSE | TRUE |  | Main category | CONTROLLEDVOCABULARY | COMPONENTMAINCATEGORYENUM | Main category |  |  | FALSE | FALSE |  |  | FALSE
SUB_CATEGORY | FALSE | FALSE | TRUE |  | Sub category | CONTROLLEDVOCABULARY | COMPONENTSUBCATEGORYENUM | Sub category |  |  | FALSE | FALSE |  |  | FALSE
MODEL | FALSE | FALSE | TRUE |  | Model | VARCHAR |  | Model |  |  | FALSE | FALSE |  |  | FALSE
SERIAL_NUMBER | FALSE | FALSE | TRUE |  | Serial number | VARCHAR |  | Serial number |  |  | FALSE | FALSE |  |  | FALSE
EMPA_ID | FALSE | FALSE | TRUE |  | Empa ID | VARCHAR |  | Empa ID |  |  | FALSE | FALSE |  |  | FALSE
OBJECT_STATUS | FALSE | FALSE | TRUE |  | Object status | CONTROLLEDVOCABULARY | OBJECTSTATUSENUM | Object status |  |  | FALSE | FALSE |  |  | FALSE
RECEIVE_DATE | FALSE | FALSE | TRUE |  | Receive date | DATE |  | Receive date |  |  | FALSE | FALSE |  |  | FALSE
MANUFACTURER | FALSE | FALSE | TRUE |  | Manufacturer | SAMPLE |  | Manufacturer |  |  | FALSE | FALSE |  |  | FALSE
LOCATION | FALSE | FALSE | TRUE |  | Location | SAMPLE |  | Location |  |  | FALSE | FALSE |  |  | FALSE
COMMENTS | FALSE | FALSE | TRUE |  | Comments | MULTILINE_VARCHAR |  | Comments | {"custom_widget":"Word Processor"} |  | FALSE | FALSE |  |  | FALSE
SAMPLE_TYPE
Code | Internal | Description | Auto generate codes | Validation script | Generated code prefix | Ontology Id | Ontology Annotation Id | Ontology Version | Type Group
STM_TIP | FALSE | STM Tip | TRUE |  | STMT
Code | Internal | Mandatory | Show in edit views | Section | Property label | Data type | Vocabulary code | Description | Metadata | Dynamic script | Multivalued | Unique | Pattern | Pattern Type | Internal Assignment | Ontology Id | Ontology Annotation Id | Ontology Version
NAME | TRUE | FALSE | TRUE |  | Name | VARCHAR |  | Name |  |  | FALSE | FALSE |  |  | FALSE
DESCRIPTION | FALSE | FALSE | TRUE |  | Description | VARCHAR |  | Description |  |  | FALSE | FALSE |  |  | FALSE
COMMENTS | FALSE | FALSE | TRUE |  | Comments | MULTILINE_VARCHAR |  | Comments | {"custom_widget":"Word Processor"} |  | FALSE | FALSE |  |  | FALSE
MAIN_CATEGORY | FALSE | FALSE | TRUE |  | Main category | CONTROLLEDVOCABULARY | COMPONENTMAINCATEGORYENUM | Main category |  |  | FALSE | FALSE |  |  | FALSE
SUB_CATEGORY | FALSE | FALSE | TRUE |  | Sub category | CONTROLLEDVOCABULARY | COMPONENTSUBCATEGORYENUM | Sub category |  |  | FALSE | FALSE |  |  | FALSE
MANUFACTURER | FALSE | FALSE | TRUE |  | Manufacturer | SAMPLE |  | Manufacturer |  |  | FALSE | FALSE |  |  | FALSE
MODEL | FALSE | FALSE | TRUE |  | Model | VARCHAR |  | Model |  |  | FALSE | FALSE |  |  | FALSE
SERIAL_NUMBER | FALSE | FALSE | TRUE |  | Serial number | VARCHAR |  | Serial number |  |  | FALSE | FALSE |  |  | FALSE
EMPA_ID | FALSE | FALSE | TRUE |  | Empa ID | VARCHAR |  | Empa ID |  |  | FALSE | FALSE |  |  | FALSE
LOCATION | FALSE | FALSE | TRUE |  | Location | SAMPLE |  | Location |  |  | FALSE | FALSE |  |  | FALSE
OBJECT_STATUS | FALSE | FALSE | TRUE |  | Object status | CONTROLLEDVOCABULARY | OBJECTSTATUSENUM | Object status |  |  | FALSE | FALSE |  |  | FALSE
RECEIVE_DATE | FALSE | FALSE | TRUE |  | Receive date | DATE |  | Receive date |  |  | FALSE | FALSE |  |  | FALSE
FABRICATION_DATE | FALSE | FALSE | TRUE |  | Fabrication date | DATE |  | Fabrication date |  |  | FALSE | FALSE |  |  | FALSE
FABRICATION_METHOD | FALSE | FALSE | TRUE |  | Fabrication method | VARCHAR |  | Fabrication method |  |  | FALSE | FALSE |  |  | FALSE
SAMPLE_TYPE
Code | Internal | Description | Auto generate codes | Validation script | Generated code prefix | Ontology Id | Ontology Annotation Id | Ontology Version | Type Group
SPMS | FALSE | Generic SPM instrument object | TRUE |  | SPMS
Code | Internal | Mandatory | Show in edit views | Section | Property label | Data type | Vocabulary code | Description | Metadata | Dynamic script | Multivalued | Unique | Pattern | Pattern Type | Internal Assignment | Ontology Id | Ontology Annotation Id | Ontology Version
LOCATION2 | FALSE | FALSE | FALSE | General Info | Location of Instrument | SAMPLE:COMPONENT |  | Location of Instrument |  |  | FALSE | FALSE |  |  | FALSE
ANALYZER | FALSE | FALSE | FALSE | Components | Analyzer | SAMPLE:ANALYSER |  | Analyzer of SPM |  |  | FALSE | FALSE |  |  | FALSE
MATERIALS | FALSE | FALSE | FALSE | Materials | Materials in System | SAMPLE:STM_TIP |  | Materials in System |  |  | FALSE | FALSE |  |  | FALSE
STATUS2 | FALSE | FALSE | FALSE | General Info | New Property | CONTROLLEDVOCABULARY | DEFAULT_COLLECTION_VIEWS | Status of object |  |  | FALSE | FALSE |  |  | FALSE
DESCRIPTION | FALSE | FALSE | FALSE | General Info | Description | VARCHAR |  | Description |  |  | FALSE | FALSE |  |  | FALSE
NAME | TRUE | FALSE | FALSE | General Info | Name | VARCHAR |  | Name |  |  | FALSE | FALSE |  |  | FALSE
ILOG_TYPE_BASE | FALSE | FALSE | FALSE | General Info | iLog Type Base | VARCHAR |  | iLog Type Base |  |  | FALSE | FALSE |  |  | FALSE
SAMPLE_TYPE
Code | Internal | Description | Auto generate codes | Validation script | Generated code prefix | Ontology Id | Ontology Annotation Id | Ontology Version | Type Group
SPMS_SUB | FALSE |  | TRUE |  | SPMS_sub
Code | Internal | Mandatory | Show in edit views | Section | Property label | Data type | Vocabulary code | Description | Metadata | Dynamic script | Multivalued | Unique | Pattern | Pattern Type | Internal Assignment | Ontology Id | Ontology Annotation Id | Ontology Version
ANALYZER | FALSE | FALSE | FALSE | Components | Analyzer | SAMPLE:ANALYSER |  | Analyzer of SPM |  |  | FALSE | FALSE |  |  | FALSE
MATERIALS | FALSE | FALSE | FALSE | Materials | Materials in System | SAMPLE:STM_TIP |  | Materials in System |  |  | FALSE | FALSE |  |  | FALSE
ACCESSORIES2 | FALSE | FALSE | FALSE | Accessories | Accessories | MULTILINE_VARCHAR |  | Accessories |  |  | FALSE | FALSE |  |  | FALSE
ILOG_TYPE_BASE | FALSE | FALSE | FALSE | General Info | iLog Type Base | VARCHAR |  | iLog Type Base |  |  | FALSE | FALSE |  |  | FALSE
NAME | TRUE | FALSE | FALSE | General Info | Name | VARCHAR |  | Name |  |  | FALSE | FALSE |  |  | FALSE
DESCRIPTION | FALSE | FALSE | FALSE | General Info | Description | VARCHAR |  | Description |  |  | FALSE | FALSE |  |  | FALSE
STATUS2 | FALSE | FALSE | FALSE | General Info | New Property | CONTROLLEDVOCABULARY | DEFAULT_COLLECTION_VIEWS | Status of object |  |  | FALSE | FALSE |  |  | FALSE
LOCATION2 | FALSE | FALSE | FALSE | General Info | Location of Instrument | SAMPLE:COMPONENT |  | Location of Instrument |  |  | FALSE | FALSE |  |  | FALSE
SAMPLE_TYPE
Code | Internal | Description | Auto generate codes | Validation script | Generated code prefix | Ontology Id | Ontology Annotation Id | Ontology Version | Type Group
SPUTTER_GUN | FALSE | Sputter Gun | TRUE |  | SPTG
Code | Internal | Mandatory | Show in edit views | Section | Property label | Data type | Vocabulary code | Description | Metadata | Dynamic script | Multivalued | Unique | Pattern | Pattern Type | Internal Assignment | Ontology Id | Ontology Annotation Id | Ontology Version
NAME | TRUE | FALSE | TRUE | General information | Name | VARCHAR |  | Name |  |  | FALSE | FALSE |  |  | FALSE
DESCRIPTION | FALSE | FALSE | TRUE | General information | Description | VARCHAR |  | Description |  |  | FALSE | FALSE |  |  | FALSE
COMMENTS | FALSE | FALSE | TRUE | General information | Comments | MULTILINE_VARCHAR |  | Comments | {"custom_widget":"Word Processor"} |  | FALSE | FALSE |  |  | FALSE
MAIN_CATEGORY | FALSE | FALSE | TRUE | General information | Main category | CONTROLLEDVOCABULARY | COMPONENTMAINCATEGORYENUM | Main category |  |  | FALSE | FALSE |  |  | FALSE
SUB_CATEGORY | FALSE | FALSE | TRUE | General information | Sub category | CONTROLLEDVOCABULARY | COMPONENTSUBCATEGORYENUM | Sub category |  |  | FALSE | FALSE |  |  | FALSE
MANUFACTURER | FALSE | FALSE | TRUE | General information | Manufacturer | SAMPLE |  | Manufacturer |  |  | FALSE | FALSE |  |  | FALSE
MODEL | FALSE | FALSE | TRUE | General information | Model | VARCHAR |  | Model |  |  | FALSE | FALSE |  |  | FALSE
SERIAL_NUMBER | FALSE | FALSE | TRUE | General information | Serial number | VARCHAR |  | Serial number |  |  | FALSE | FALSE |  |  | FALSE
EMPA_ID | FALSE | FALSE | TRUE | General information | Empa ID | VARCHAR |  | Empa ID |  |  | FALSE | FALSE |  |  | FALSE
LOCATION | FALSE | FALSE | TRUE | General information | Location | SAMPLE |  | Location |  |  | FALSE | FALSE |  |  | FALSE
OBJECT_STATUS | FALSE | FALSE | TRUE | General information | Object status | CONTROLLEDVOCABULARY | OBJECTSTATUSENUM | Object status |  |  | FALSE | FALSE |  |  | FALSE
RECEIVE_DATE | FALSE | FALSE | TRUE | General information | Receive date | DATE |  | Receive date |  |  | FALSE | FALSE |  |  | FALSE
SPUTTER_ION | FALSE | FALSE | TRUE | Settings | Ion | VARCHAR |  | Ion |  |  | FALSE | FALSE |  |  | FALSE
ANGLE_DEG | FALSE | FALSE | TRUE | Settings | Angle [deg] | REAL |  | Angle [deg] |  |  | FALSE | FALSE |  |  | FALSE
BIAS_VOLTAGE_V | FALSE | FALSE | TRUE | Settings | Bias Voltage [V] | REAL |  | Bias Voltage [V] |  |  | FALSE | FALSE |  |  | FALSE
DISCHARGE_VOLTAGE_KV | FALSE | FALSE | TRUE | Settings | Discharge Voltage [kV] | REAL |  | Discharge Voltage [kV] |  |  | FALSE | FALSE |  |  | FALSE
DISCHARGE_CURRENT_A | FALSE | FALSE | TRUE | Settings | Discharge Current [A] | REAL |  | Discharge Current [A] |  |  | FALSE | FALSE |  |  | FALSE
SAMPLE_TYPE
Code | Internal | Description | Auto generate codes | Validation script | Generated code prefix | Ontology Id | Ontology Annotation Id | Ontology Version | Type Group
SPUTTER_GUN_SETTINGS | FALSE | Sputter Gun Settings | TRUE |  | SGST
Code | Internal | Mandatory | Show in edit views | Section | Property label | Data type | Vocabulary code | Description | Metadata | Dynamic script | Multivalued | Unique | Pattern | Pattern Type | Internal Assignment | Ontology Id | Ontology Annotation Id | Ontology Version
NAME | TRUE | FALSE | TRUE |  | Name | VARCHAR |  | Name |  |  | FALSE | FALSE |  |  | FALSE
SPUTTER_ION | FALSE | FALSE | TRUE |  | Ion | VARCHAR |  | Ion |  |  | FALSE | FALSE |  |  | FALSE
ANGLE_DEG | FALSE | FALSE | TRUE |  | Angle [deg] | REAL |  | Angle [deg] |  |  | FALSE | FALSE |  |  | FALSE
BIAS_VOLTAGE_V | FALSE | FALSE | TRUE |  | Bias Voltage [V] | REAL |  | Bias Voltage [V] |  |  | FALSE | FALSE |  |  | FALSE
DISCHARGE_VOLTAGE_KV | FALSE | FALSE | TRUE |  | Discharge Voltage [kV] | REAL |  | Discharge Voltage [kV] |  |  | FALSE | FALSE |  |  | FALSE
DISCHARGE_CURRENT_A | FALSE | FALSE | TRUE |  | Discharge Current [A] | REAL |  | Discharge Current [A] |  |  | FALSE | FALSE |  |  | FALSE
SAMPLE_TYPE
Code | Internal | Description | Auto generate codes | Validation script | Generated code prefix | Ontology Id | Ontology Annotation Id | Ontology Version | Type Group
SPUTTERING | FALSE | Sputtering | TRUE |  | IONB
Code | Internal | Mandatory | Show in edit views | Section | Property label | Data type | Vocabulary code | Description | Metadata | Dynamic script | Multivalued | Unique | Pattern | Pattern Type | Internal Assignment | Ontology Id | Ontology Annotation Id | Ontology Version
NAME | TRUE | FALSE | TRUE |  | Name | VARCHAR |  | Name |  |  | FALSE | FALSE |  |  | FALSE
DESCRIPTION | FALSE | FALSE | TRUE |  | Description | VARCHAR |  | Description |  |  | FALSE | FALSE |  |  | FALSE
COMMENTS | FALSE | FALSE | TRUE |  | Comments | MULTILINE_VARCHAR |  | Comments | {"custom_widget":"Word Processor"} |  | FALSE | FALSE |  |  | FALSE
DURATION | FALSE | FALSE | TRUE |  | Duration | VARCHAR |  | Duration |  |  | FALSE | FALSE |  |  | FALSE
SPUTTER_GUN | FALSE | FALSE | TRUE |  | Sputter Gun | SAMPLE:SPUTTER_GUN |  | Sputter Gun |  |  | FALSE | FALSE |  |  | FALSE
SPUTTER_GUN_SETTINGS | FALSE | FALSE | TRUE |  | Sputter Gun Settings | SAMPLE:SPUTTER_GUN_SETTINGS |  | Sputter Gun Settings |  |  | FALSE | FALSE |  |  | FALSE
SAMPLE_TYPE
Code | Internal | Description | Auto generate codes | Validation script | Generated code prefix | Ontology Id | Ontology Annotation Id | Ontology Version | Type Group
STAMP | FALSE | Stamp | TRUE |  | STMP
Code | Internal | Mandatory | Show in edit views | Section | Property label | Data type | Vocabulary code | Description | Metadata | Dynamic script | Multivalued | Unique | Pattern | Pattern Type | Internal Assignment | Ontology Id | Ontology Annotation Id | Ontology Version
NAME | TRUE | FALSE | TRUE |  | Name | VARCHAR |  | Name |  |  | FALSE | FALSE |  |  | FALSE
DESCRIPTION | FALSE | FALSE | TRUE |  | Description | VARCHAR |  | Description |  |  | FALSE | FALSE |  |  | FALSE
COMMENTS | FALSE | FALSE | TRUE |  | Comments | MULTILINE_VARCHAR |  | Comments | {"custom_widget":"Word Processor"} |  | FALSE | FALSE |  |  | FALSE
MATERIAL | FALSE | FALSE | TRUE |  | Material | VARCHAR |  | Material |  |  | FALSE | FALSE |  |  | FALSE
LOCATION | FALSE | FALSE | TRUE |  | Location | SAMPLE |  | Location |  |  | FALSE | FALSE |  |  | FALSE
SAMPLE_PLATE | FALSE | FALSE | TRUE |  | Sample plate | VARCHAR |  | Sample plate |  |  | FALSE | FALSE |  |  | FALSE
OBJECT_STATUS | FALSE | FALSE | TRUE |  | Object status | CONTROLLEDVOCABULARY | OBJECTSTATUSENUM | Object status |  |  | FALSE | FALSE |  |  | FALSE
ASSEMBLED_BY | FALSE | FALSE | TRUE |  | Synthesised by | SAMPLE |  | Synthesised by |  |  | TRUE | FALSE |  |  | FALSE
ASSEMBLED_DATE | FALSE | FALSE | TRUE |  | Assembled date | DATE |  | Assembled date |  |  | FALSE | FALSE |  |  | FALSE
SAMPLE_TYPE
Code | Internal | Description | Auto generate codes | Validation script | Generated code prefix | Ontology Id | Ontology Annotation Id | Ontology Version | Type Group
STM_SIMULATION | FALSE | STM Simulation | TRUE |  | STMS
Code | Internal | Mandatory | Show in edit views | Section | Property label | Data type | Vocabulary code | Description | Metadata | Dynamic script | Multivalued | Unique | Pattern | Pattern Type | Internal Assignment | Ontology Id | Ontology Annotation Id | Ontology Version
DEFAULT_OBJECT_VIEW | TRUE | FALSE | TRUE |  | Default object view | CONTROLLEDVOCABULARY | DEFAULT_OBJECT_VIEWS | Default object view |  |  | FALSE | FALSE |  |  | FALSE
NAME | TRUE | FALSE | TRUE |  | Name | VARCHAR |  | Name |  |  | FALSE | FALSE |  |  | FALSE
DESCRIPTION | FALSE | FALSE | TRUE |  | Description | VARCHAR |  | Description |  |  | FALSE | FALSE |  |  | FALSE
COMMENTS | FALSE | FALSE | TRUE |  | Comments | MULTILINE_VARCHAR |  | Comments | {"custom_widget":"Word Processor"} |  | FALSE | FALSE |  |  | FALSE
WFMS_UUID | FALSE | FALSE | TRUE |  | WFMS UUID | VARCHAR |  | WFMS UUID |  |  | FALSE | FALSE |  |  | FALSE
LEVEL_THEORY_METHOD | FALSE | FALSE | TRUE |  | Level of theory (method) | VARCHAR |  | Level of theory (method) |  |  | FALSE | FALSE |  |  | FALSE
LEVEL_THEORY_PARAMETERS | FALSE | FALSE | TRUE |  | Level of theory (parameters) | JSON |  | Level of theory (parameters) |  |  | FALSE | FALSE |  |  | FALSE
INPUT_PARAMETERS | FALSE | FALSE | TRUE |  | Input parameters | JSON |  | Input parameters |  |  | FALSE | FALSE |  |  | FALSE
OUTPUT_PARAMETERS | FALSE | FALSE | TRUE |  | Output parameters | JSON |  | Output parameters |  |  | FALSE | FALSE |  |  | FALSE
CODES | FALSE | FALSE | TRUE |  | Code(s) | SAMPLE |  | Code(s) |  |  | TRUE | FALSE |  |  | FALSE
AIIDA_NODE | FALSE | FALSE | TRUE |  | AiiDA archive | SAMPLE |  | AiiDA archive |  |  | FALSE | FALSE |  |  | FALSE
P_TIP | FALSE | FALSE | TRUE |  | P-tip | REAL |  | P-tip |  |  | FALSE | FALSE |  |  | FALSE
BIAS_VOLTAGES | FALSE | FALSE | TRUE |  | Bias voltage | JSON |  | Bias voltage |  |  | FALSE | FALSE |  |  | FALSE
ISOVALUES | FALSE | FALSE | TRUE |  | Isovalues | JSON |  | Isovalues |  |  | FALSE | FALSE |  |  | FALSE
HEIGHTS | FALSE | FALSE | TRUE |  | Heights | JSON |  | Heights |  |  | FALSE | FALSE |  |  | FALSE
SAMPLE_TYPE
Code | Internal | Description | Auto generate codes | Validation script | Generated code prefix | Ontology Id | Ontology Annotation Id | Ontology Version | Type Group
STORAGE | FALSE |  | FALSE |  | S
Code | Internal | Mandatory | Show in edit views | Section | Property label | Data type | Vocabulary code | Description | Metadata | Dynamic script | Multivalued | Unique | Pattern | Pattern Type | Internal Assignment | Ontology Id | Ontology Annotation Id | Ontology Version
NAME | TRUE | FALSE | TRUE | General info | Name | VARCHAR |  | Name |  |  | FALSE | FALSE |  |  | FALSE
STORAGE.ROW_NUM | TRUE | FALSE | TRUE | General info | Number of Rows | INTEGER |  | Number of Rows |  |  | FALSE | FALSE |  |  | FALSE
STORAGE.COLUMN_NUM | TRUE | FALSE | TRUE | General info | Number of Columns | INTEGER |  | Number of Columns |  |  | FALSE | FALSE |  |  | FALSE
STORAGE.BOX_NUM | TRUE | FALSE | TRUE | General info | Number of Boxes | INTEGER |  | Allowed number of Boxes in a rack |  |  | FALSE | FALSE |  |  | FALSE
STORAGE.STORAGE_SPACE_WARNING | TRUE | FALSE | TRUE | General info | Rack Space Warning | INTEGER |  | Number between 0 and 99, represents a percentage |  |  | FALSE | FALSE |  |  | FALSE
STORAGE.BOX_SPACE_WARNING | TRUE | FALSE | TRUE | General info | Box Space Warning | INTEGER |  | Number between 0 and 99, represents a percentage |  |  | FALSE | FALSE |  |  | FALSE
STORAGE.STORAGE_VALIDATION_LEVEL | TRUE | TRUE | TRUE | General info | Validation level | CONTROLLEDVOCABULARY | STORAGE.STORAGE_VALIDATION_LEVEL | Validation level |  |  | FALSE | FALSE |  |  | FALSE
XMLCOMMENTS | TRUE | FALSE | FALSE |  | Comments | XML |  | Comments log |  |  | FALSE | FALSE |  |  | FALSE
SAMPLE_TYPE
Code | Internal | Description | Auto generate codes | Validation script | Generated code prefix | Ontology Id | Ontology Annotation Id | Ontology Version | Type Group
STORAGE_POSITION | FALSE |  | TRUE | storage_position_validation.py | STO
Code | Internal | Mandatory | Show in edit views | Section | Property label | Data type | Vocabulary code | Description | Metadata | Dynamic script | Multivalued | Unique | Pattern | Pattern Type | Internal Assignment | Ontology Id | Ontology Annotation Id | Ontology Version
STORAGE_POSITION.STORAGE_CODE | TRUE | FALSE | TRUE | Physical Storage | Storage Code | VARCHAR |  | Storage Code |  |  | FALSE | FALSE |  |  | FALSE
STORAGE_POSITION.STORAGE_RACK_ROW | TRUE | FALSE | TRUE | Physical Storage | Storage Rack Row | INTEGER |  | Number of Rows |  |  | FALSE | FALSE |  |  | FALSE
STORAGE_POSITION.STORAGE_RACK_COLUMN | TRUE | FALSE | TRUE | Physical Storage | Storage Rack Column | INTEGER |  | Number of Columns |  |  | FALSE | FALSE |  |  | FALSE
STORAGE_POSITION.STORAGE_BOX_NAME | TRUE | FALSE | TRUE | Physical Storage | Storage Box Name | VARCHAR |  | Box Name |  |  | FALSE | FALSE |  |  | FALSE
STORAGE_POSITION.STORAGE_BOX_SIZE | TRUE | FALSE | TRUE | Physical Storage | Storage Box Size | CONTROLLEDVOCABULARY | STORAGE_POSITION.STORAGE_BOX_SIZE | Box Size |  |  | FALSE | FALSE |  |  | FALSE
STORAGE_POSITION.STORAGE_BOX_POSITION | TRUE | FALSE | TRUE | Physical Storage | Storage Box Position | VARCHAR |  | Box Position |  |  | FALSE | FALSE |  |  | FALSE
STORAGE_POSITION.STORAGE_USER | TRUE | FALSE | TRUE | Physical Storage | Storage User Id | VARCHAR |  | Storage User Id |  |  | FALSE | FALSE |  |  | FALSE
XMLCOMMENTS | TRUE | FALSE | FALSE |  | Comments | XML |  | Comments log |  |  | FALSE | FALSE |  |  | FALSE
SAMPLE_TYPE
Code | Internal | Description | Auto generate codes | Validation script | Generated code prefix | Ontology Id | Ontology Annotation Id | Ontology Version | Type Group
SUPPLIER | FALSE |  | TRUE |  | SUP
Code | Internal | Mandatory | Show in edit views | Section | Property label | Data type | Vocabulary code | Description | Metadata | Dynamic script | Multivalued | Unique | Pattern | Pattern Type | Internal Assignment | Ontology Id | Ontology Annotation Id | Ontology Version
NAME | TRUE | FALSE | TRUE | General | Name | VARCHAR |  | Name |  |  | FALSE | FALSE |  |  | FALSE
SUPPLIER.COMPANY_ADDRESS_LINE_1 | TRUE | FALSE | TRUE | General | Company address | VARCHAR |  | Company address |  |  | FALSE | FALSE |  |  | FALSE
SUPPLIER.COMPANY_ADDRESS_LINE_2 | TRUE | FALSE | TRUE | General | Company address, line 2 | VARCHAR |  | Company address, line 2 |  |  | FALSE | FALSE |  |  | FALSE
SUPPLIER.COMPANY_FAX | TRUE | FALSE | TRUE | General | Company fax | VARCHAR |  | Company fax |  |  | FALSE | FALSE |  |  | FALSE
SUPPLIER.COMPANY_PHONE | TRUE | FALSE | TRUE | General | Company phone | VARCHAR |  | Company phone |  |  | FALSE | FALSE |  |  | FALSE
SUPPLIER.COMPANY_EMAIL | TRUE | FALSE | TRUE | General | Company email | VARCHAR |  | Company email |  |  | FALSE | FALSE |  |  | FALSE
SUPPLIER.COMPANY_LANGUAGE | TRUE | FALSE | TRUE | General | Company language | CONTROLLEDVOCABULARY | SUPPLIER.LANGUAGE | Company language |  |  | FALSE | FALSE |  |  | FALSE
SUPPLIER.CUSTOMER_NUMBER | TRUE | FALSE | TRUE | General | Customer number | VARCHAR |  | Customer number |  |  | FALSE | FALSE |  |  | FALSE
SUPPLIER.COMPANY_CONTACT_NAME | FALSE | FALSE | TRUE | General | Company contact name | VARCHAR |  | Company contact name |  |  | FALSE | FALSE |  |  | FALSE
SUPPLIER.COMPANY_CONTACT_EMAIL | FALSE | FALSE | TRUE | General | Company contact email | VARCHAR |  | Company contact email |  |  | FALSE | FALSE |  |  | FALSE
SUPPLIER.PREFERRED_ORDER_METHOD | FALSE | FALSE | TRUE | General | Preferred order method | CONTROLLEDVOCABULARY | SUPPLIER.PREFERRED_ORDER_METHOD | Preferred order method |  |  | FALSE | FALSE |  |  | FALSE
SUPPLIER.URL | FALSE | FALSE | TRUE | General | URL | HYPERLINK |  | URL |  |  | FALSE | FALSE |  |  | FALSE
SUPPLIER.ADDITIONAL_INFORMATION | FALSE | FALSE | TRUE | General | Additional Information | VARCHAR |  | Additional Information |  |  | FALSE | FALSE |  |  | FALSE
XMLCOMMENTS | TRUE | FALSE | FALSE |  | Comments | XML |  | Comments log |  |  | FALSE | FALSE |  |  | FALSE
SAMPLE_TYPE
Code | Internal | Description | Auto generate codes | Validation script | Generated code prefix | Ontology Id | Ontology Annotation Id | Ontology Version | Type Group
TEMPERATURE_OBSERVABLE | FALSE |  | TRUE |  | TEMP
Code | Internal | Mandatory | Show in edit views | Section | Property label | Data type | Vocabulary code | Description | Metadata | Dynamic script | Multivalued | Unique | Pattern | Pattern Type | Internal Assignment | Ontology Id | Ontology Annotation Id | Ontology Version
NAME | TRUE | FALSE | TRUE |  | Name | VARCHAR |  | Name |  |  | FALSE | FALSE |  |  | FALSE
DESCRIPTION | FALSE | FALSE | TRUE |  | Description | VARCHAR |  | Description |  |  | FALSE | FALSE |  |  | FALSE
COMMENTS | FALSE | FALSE | TRUE |  | Comments | MULTILINE_VARCHAR |  | Comments | {"custom_widget":"Word Processor"} |  | FALSE | FALSE |  |  | FALSE
CHANNEL_NAME | FALSE | FALSE | TRUE |  | Channel name | VARCHAR |  | Channel name |  |  | FALSE | FALSE |  |  | FALSE
COMPONENT | FALSE | FALSE | TRUE |  | Component | SAMPLE |  | Component |  |  | FALSE | FALSE |  |  | FALSE
COMPONENT_SETTINGS | FALSE | FALSE | TRUE |  | Component settings | JSON |  | Component settings |  |  | FALSE | FALSE |  |  | FALSE
SAMPLE_TYPE
Code | Internal | Description | Auto generate codes | Validation script | Generated code prefix | Ontology Id | Ontology Annotation Id | Ontology Version | Type Group
TEST_EVAPORATOR | FALSE |  | TRUE |  | TEVP
Code | Internal | Mandatory | Show in edit views | Section | Property label | Data type | Vocabulary code | Description | Metadata | Dynamic script | Multivalued | Unique | Pattern | Pattern Type | Internal Assignment | Ontology Id | Ontology Annotation Id | Ontology Version
DESCRIPTION | FALSE | FALSE | FALSE | General information | Description | VARCHAR |  | Description |  |  | FALSE | FALSE |  |  | FALSE
LOCATION | FALSE | FALSE | FALSE | General information | Location | SAMPLE |  | Location |  |  | FALSE | FALSE |  |  | FALSE
NAME | TRUE | FALSE | FALSE | General information | Name | VARCHAR |  | Name |  |  | FALSE | FALSE |  |  | FALSE
ILOG_TYPE_BASE | FALSE | FALSE | FALSE | General information | iLog Type Base | VARCHAR |  | iLog Type Base |  |  | FALSE | FALSE |  |  | FALSE
SLOTS | FALSE | FALSE | FALSE | Components | Slots | SAMPLE |  | Slots |  |  | TRUE | FALSE |  |  | FALSE
TEST_PROPERTY_XML | FALSE | FALSE | TRUE | Components | Test Property XML | XML |  | Test Property XML |  |  | FALSE | FALSE |  |  | FALSE
SAMPLE_TYPE
Code | Internal | Description | Auto generate codes | Validation script | Generated code prefix | Ontology Id | Ontology Annotation Id | Ontology Version | Type Group
TEST_EVAPORATOR_SLOT | FALSE |  | TRUE |  | TEVS
Code | Internal | Mandatory | Show in edit views | Section | Property label | Data type | Vocabulary code | Description | Metadata | Dynamic script | Multivalued | Unique | Pattern | Pattern Type | Internal Assignment | Ontology Id | Ontology Annotation Id | Ontology Version
TEST_TEVS_EP | FALSE | FALSE | FALSE | General Info | EP (%) | REAL |  | EP (%) |  |  | FALSE | FALSE |  |  | FALSE
TEST_TEVS_I_VALUE | FALSE | FALSE | FALSE | General Info | I value | REAL |  | I value |  |  | FALSE | FALSE |  |  | FALSE
TEST_TEVS_P_VALUE | FALSE | FALSE | FALSE | General Info | P value | REAL |  | P value |  |  | FALSE | FALSE |  |  | FALSE
TEST_TEVS_SLOT_NUMBER | FALSE | FALSE | FALSE | General Info | Slot Number | INTEGER |  | Slot Number |  |  | FALSE | FALSE |  |  | FALSE
TEST_TEVS_TARGET_TEMPERATURE | FALSE | FALSE | FALSE | General Info | Target Temperature | JSON |  | Target Temperature |  |  | FALSE | FALSE |  |  | FALSE
TEST_TEVS_OBSERVABLES_SETTINGS | FALSE | FALSE | FALSE | General Info | Observables Settings | JSON |  | Observables Settings |  |  | FALSE | FALSE |  |  | FALSE
TEST_TEVS_ACTIONS_SETTINGS | FALSE | FALSE | FALSE | General Info | Actions Settings | JSON |  | Actions Settings |  |  | FALSE | FALSE |  |  | FALSE
LOCATION | FALSE | FALSE | FALSE | General Info | Location | SAMPLE |  | Location |  |  | FALSE | FALSE |  |  | FALSE
DESCRIPTION | FALSE | FALSE | FALSE | General Info | Description | VARCHAR |  | Description |  |  | FALSE | FALSE |  |  | FALSE
NAME | TRUE | FALSE | FALSE | General Info | Name | VARCHAR |  | Name |  |  | FALSE | FALSE |  |  | FALSE
ILOG_TYPE_BASE | FALSE | FALSE | FALSE | General Info | iLog Type Base | VARCHAR |  | iLog Type Base |  |  | FALSE | FALSE |  |  | FALSE
SAMPLE_TYPE
Code | Internal | Description | Auto generate codes | Validation script | Generated code prefix | Ontology Id | Ontology Annotation Id | Ontology Version | Type Group
TEST_PILOT_INSTR | FALSE | a test instr type for pilot | TRUE |  | TEST_PILOT
Code | Internal | Mandatory | Show in edit views | Section | Property label | Data type | Vocabulary code | Description | Metadata | Dynamic script | Multivalued | Unique | Pattern | Pattern Type | Internal Assignment | Ontology Id | Ontology Annotation Id | Ontology Version
DESCRIPTION | FALSE | FALSE | FALSE | General Info | Description | VARCHAR |  | Description |  |  | FALSE | FALSE |  |  | FALSE
NEW_PROPERTY_27728 | FALSE | FALSE | FALSE | Components | New Property | VARCHAR |  | New description |  |  | FALSE | FALSE |  |  | FALSE
NAME | TRUE | FALSE | FALSE | General Info | Name | VARCHAR |  | Name |  |  | FALSE | FALSE |  |  | FALSE
ILOG_TYPE_BASE | FALSE | FALSE | FALSE | General Info | iLog Type Base | VARCHAR |  | iLog Type Base |  |  | FALSE | FALSE |  |  | FALSE
SAMPLE_TYPE
Code | Internal | Description | Auto generate codes | Validation script | Generated code prefix | Ontology Id | Ontology Annotation Id | Ontology Version | Type Group
TEST_PILOT_INSTRUMENT | FALSE | Test Pilot Inst | TRUE |  | TEST_PILOT_INST
Code | Internal | Mandatory | Show in edit views | Section | Property label | Data type | Vocabulary code | Description | Metadata | Dynamic script | Multivalued | Unique | Pattern | Pattern Type | Internal Assignment | Ontology Id | Ontology Annotation Id | Ontology Version
ILOG_TYPE_BASE | FALSE | FALSE | TRUE |  | iLog Type Base | VARCHAR |  | iLog Type Base |  |  | FALSE | FALSE |  |  | FALSE
SAMPLE_TYPE
Code | Internal | Description | Auto generate codes | Validation script | Generated code prefix | Ontology Id | Ontology Annotation Id | Ontology Version | Type Group
TEST_SPUTTER_GUN | FALSE | Test Sputter Gun | TRUE |  | tspt
Code | Internal | Mandatory | Show in edit views | Section | Property label | Data type | Vocabulary code | Description | Metadata | Dynamic script | Multivalued | Unique | Pattern | Pattern Type | Internal Assignment | Ontology Id | Ontology Annotation Id | Ontology Version
ILOG_TYPE_BASE | FALSE | FALSE | FALSE | General Info | iLog Type Base | VARCHAR |  | iLog Type Base |  |  | FALSE | FALSE |  |  | FALSE
NAME | TRUE | FALSE | FALSE | General Info | Name | VARCHAR |  | Name |  |  | FALSE | FALSE |  |  | FALSE
DESCRIPTION | FALSE | FALSE | FALSE | General Info | Description | VARCHAR |  | Description |  |  | FALSE | FALSE |  |  | FALSE
LOCATION | FALSE | FALSE | FALSE | General Info | Location | SAMPLE |  | Location |  |  | FALSE | FALSE |  |  | FALSE
TEST_SPTG_ACTIONS_SETTINGS | FALSE | FALSE | FALSE | General Info | Actions Settings | JSON |  | Actions Settings |  |  | FALSE | FALSE |  |  | FALSE
TEST_SPTG_OBSERVABLES_SETTINGS | FALSE | FALSE | FALSE | General Info | Observables Settings | JSON |  | Observables Settings |  |  | FALSE | FALSE |  |  | FALSE
TEST_SPTG_DISCHARGE_VOLTAGE | FALSE | FALSE | FALSE | General Info | Discharge Voltage | JSON |  | Discharge Voltage |  |  | FALSE | FALSE |  |  | FALSE
TEST_SPTG_BIAS_VOLTAGE | FALSE | FALSE | FALSE | General Info | Bias Voltage | JSON |  | Bias Voltage |  |  | FALSE | FALSE |  |  | FALSE
TEST_SPTG_DISCHARGE_CURRENT | FALSE | FALSE | FALSE | General Info | Discharge Current | JSON |  | Discharge Current |  |  | FALSE | FALSE |  |  | FALSE
SAMPLE_TYPE
Code | Internal | Description | Auto generate codes | Validation script | Generated code prefix | Ontology Id | Ontology Annotation Id | Ontology Version | Type Group
TEST_VALVE | FALSE |  | TRUE |  | TVLV
Code | Internal | Mandatory | Show in edit views | Section | Property label | Data type | Vocabulary code | Description | Metadata | Dynamic script | Multivalued | Unique | Pattern | Pattern Type | Internal Assignment | Ontology Id | Ontology Annotation Id | Ontology Version
TEST_TVLV_ACTIONS_SETTINGS | FALSE | FALSE | FALSE |  | Actions Settings | JSON |  | Actions Settings |  |  | FALSE | FALSE |  |  | FALSE
LOCATION | FALSE | FALSE | FALSE |  | Location | SAMPLE |  | Location |  |  | FALSE | FALSE |  |  | FALSE
DESCRIPTION | FALSE | FALSE | FALSE |  | Description | VARCHAR |  | Description |  |  | FALSE | FALSE |  |  | FALSE
NAME | TRUE | FALSE | FALSE |  | Name | VARCHAR |  | Name |  |  | FALSE | FALSE |  |  | FALSE
ILOG_TYPE_BASE | FALSE | FALSE | FALSE |  | iLog Type Base | VARCHAR |  | iLog Type Base |  |  | FALSE | FALSE |  |  | FALSE
SAMPLE_TYPE
Code | Internal | Description | Auto generate codes | Validation script | Generated code prefix | Ontology Id | Ontology Annotation Id | Ontology Version | Type Group
TEST_VALVE_2 | FALSE | Test Valve 2 | TRUE |  | TVLV2
Code | Internal | Mandatory | Show in edit views | Section | Property label | Data type | Vocabulary code | Description | Metadata | Dynamic script | Multivalued | Unique | Pattern | Pattern Type | Internal Assignment | Ontology Id | Ontology Annotation Id | Ontology Version
NAME | TRUE | FALSE | TRUE |  | Name | VARCHAR |  | Name |  |  | FALSE | FALSE |  |  | FALSE
SAMPLE_TYPE
Code | Internal | Description | Auto generate codes | Validation script | Generated code prefix | Ontology Id | Ontology Annotation Id | Ontology Version | Type Group
THYRACONT | FALSE | Thyracont | TRUE |  | THYR
Code | Internal | Mandatory | Show in edit views | Section | Property label | Data type | Vocabulary code | Description | Metadata | Dynamic script | Multivalued | Unique | Pattern | Pattern Type | Internal Assignment | Ontology Id | Ontology Annotation Id | Ontology Version
NAME | TRUE | FALSE | TRUE |  | Name | VARCHAR |  | Name |  |  | FALSE | FALSE |  |  | FALSE
DESCRIPTION | FALSE | FALSE | TRUE |  | Description | VARCHAR |  | Description |  |  | FALSE | FALSE |  |  | FALSE
COMMENTS | FALSE | FALSE | TRUE |  | Comments | MULTILINE_VARCHAR |  | Comments | {"custom_widget":"Word Processor"} |  | FALSE | FALSE |  |  | FALSE
MAIN_CATEGORY | FALSE | FALSE | TRUE |  | Main category | CONTROLLEDVOCABULARY | COMPONENTMAINCATEGORYENUM | Main category |  |  | FALSE | FALSE |  |  | FALSE
SUB_CATEGORY | FALSE | FALSE | TRUE |  | Sub category | CONTROLLEDVOCABULARY | COMPONENTSUBCATEGORYENUM | Sub category |  |  | FALSE | FALSE |  |  | FALSE
MANUFACTURER | FALSE | FALSE | TRUE |  | Manufacturer | SAMPLE |  | Manufacturer |  |  | FALSE | FALSE |  |  | FALSE
MODEL | FALSE | FALSE | TRUE |  | Model | VARCHAR |  | Model |  |  | FALSE | FALSE |  |  | FALSE
SERIAL_NUMBER | FALSE | FALSE | TRUE |  | Serial number | VARCHAR |  | Serial number |  |  | FALSE | FALSE |  |  | FALSE
EMPA_ID | FALSE | FALSE | TRUE |  | Empa ID | VARCHAR |  | Empa ID |  |  | FALSE | FALSE |  |  | FALSE
LOCATION | FALSE | FALSE | TRUE |  | Location | SAMPLE |  | Location |  |  | FALSE | FALSE |  |  | FALSE
OBJECT_STATUS | FALSE | FALSE | TRUE |  | Object status | CONTROLLEDVOCABULARY | OBJECTSTATUSENUM | Object status |  |  | FALSE | FALSE |  |  | FALSE
RECEIVE_DATE | FALSE | FALSE | TRUE |  | Receive date | DATE |  | Receive date |  |  | FALSE | FALSE |  |  | FALSE
SAMPLE_TYPE
Code | Internal | Description | Auto generate codes | Validation script | Generated code prefix | Ontology Id | Ontology Annotation Id | Ontology Version | Type Group
TRAJECTORY_ANALYSIS | FALSE | Trajectory | TRUE |  | TRAJ
Code | Internal | Mandatory | Show in edit views | Section | Property label | Data type | Vocabulary code | Description | Metadata | Dynamic script | Multivalued | Unique | Pattern | Pattern Type | Internal Assignment | Ontology Id | Ontology Annotation Id | Ontology Version
GNUPLOT_SCRIPT | FALSE | FALSE | TRUE |  | PLOT | MULTILINE_VARCHAR |  | A Gnuplot script | {"custom_widget":"Word Processor"} |  | FALSE | FALSE |  |  | FALSE
SAMPLE_TYPE
Code | Internal | Description | Auto generate codes | Validation script | Generated code prefix | Ontology Id | Ontology Annotation Id | Ontology Version | Type Group
TURBO_PUMP | FALSE | Turbo Pump | TRUE |  | TRBP
Code | Internal | Mandatory | Show in edit views | Section | Property label | Data type | Vocabulary code | Description | Metadata | Dynamic script | Multivalued | Unique | Pattern | Pattern Type | Internal Assignment | Ontology Id | Ontology Annotation Id | Ontology Version
NAME | TRUE | FALSE | TRUE |  | Name | VARCHAR |  | Name |  |  | FALSE | FALSE |  |  | FALSE
DESCRIPTION | FALSE | FALSE | TRUE |  | Description | VARCHAR |  | Description |  |  | FALSE | FALSE |  |  | FALSE
COMMENTS | FALSE | FALSE | TRUE |  | Comments | MULTILINE_VARCHAR |  | Comments | {"custom_widget":"Word Processor"} |  | FALSE | FALSE |  |  | FALSE
MAIN_CATEGORY | FALSE | FALSE | TRUE |  | Main category | CONTROLLEDVOCABULARY | COMPONENTMAINCATEGORYENUM | Main category |  |  | FALSE | FALSE |  |  | FALSE
SUB_CATEGORY | FALSE | FALSE | TRUE |  | Sub category | CONTROLLEDVOCABULARY | COMPONENTSUBCATEGORYENUM | Sub category |  |  | FALSE | FALSE |  |  | FALSE
MANUFACTURER | FALSE | FALSE | TRUE |  | Manufacturer | SAMPLE |  | Manufacturer |  |  | FALSE | FALSE |  |  | FALSE
MODEL | FALSE | FALSE | TRUE |  | Model | VARCHAR |  | Model |  |  | FALSE | FALSE |  |  | FALSE
SERIAL_NUMBER | FALSE | FALSE | TRUE |  | Serial number | VARCHAR |  | Serial number |  |  | FALSE | FALSE |  |  | FALSE
EMPA_ID | FALSE | FALSE | TRUE |  | Empa ID | VARCHAR |  | Empa ID |  |  | FALSE | FALSE |  |  | FALSE
LOCATION | FALSE | FALSE | TRUE |  | Location | SAMPLE |  | Location |  |  | FALSE | FALSE |  |  | FALSE
OBJECT_STATUS | FALSE | FALSE | TRUE |  | Object status | CONTROLLEDVOCABULARY | OBJECTSTATUSENUM | Object status |  |  | FALSE | FALSE |  |  | FALSE
RECEIVE_DATE | FALSE | FALSE | TRUE |  | Receive date | DATE |  | Receive date |  |  | FALSE | FALSE |  |  | FALSE
SAMPLE_TYPE
Code | Internal | Description | Auto generate codes | Validation script | Generated code prefix | Ontology Id | Ontology Annotation Id | Ontology Version | Type Group
UNCLASSIFIED_SIMULATION | FALSE | Unclassified Simulation | TRUE |  | UNSM
Code | Internal | Mandatory | Show in edit views | Section | Property label | Data type | Vocabulary code | Description | Metadata | Dynamic script | Multivalued | Unique | Pattern | Pattern Type | Internal Assignment | Ontology Id | Ontology Annotation Id | Ontology Version
NAME | TRUE | FALSE | TRUE |  | Name | VARCHAR |  | Name |  |  | FALSE | FALSE |  |  | FALSE
DESCRIPTION | FALSE | FALSE | TRUE |  | Description | VARCHAR |  | Description |  |  | FALSE | FALSE |  |  | FALSE
COMMENTS | FALSE | FALSE | TRUE |  | Comments | MULTILINE_VARCHAR |  | Comments | {"custom_widget":"Word Processor"} |  | FALSE | FALSE |  |  | FALSE
WFMS_UUID | FALSE | FALSE | TRUE |  | WFMS UUID | VARCHAR |  | WFMS UUID |  |  | FALSE | FALSE |  |  | FALSE
INPUT_PARAMETERS | FALSE | FALSE | TRUE |  | Input parameters | JSON |  | Input parameters |  |  | FALSE | FALSE |  |  | FALSE
OUTPUT_PARAMETERS | FALSE | FALSE | TRUE |  | Output parameters | JSON |  | Output parameters |  |  | FALSE | FALSE |  |  | FALSE
CODES | FALSE | FALSE | TRUE |  | Code(s) | SAMPLE |  | Code(s) |  |  | TRUE | FALSE |  |  | FALSE
AIIDA_NODE | FALSE | FALSE | TRUE |  | AiiDA archive | SAMPLE |  | AiiDA archive |  |  | FALSE | FALSE |  |  | FALSE
SAMPLE_TYPE
Code | Internal | Description | Auto generate codes | Validation script | Generated code prefix | Ontology Id | Ontology Annotation Id | Ontology Version | Type Group
UNKNOWN | FALSE | Unknown | FALSE |  | S
Code | Internal | Mandatory | Show in edit views | Section | Property label | Data type | Vocabulary code | Description | Metadata | Dynamic script | Multivalued | Unique | Pattern | Pattern Type | Internal Assignment | Ontology Id | Ontology Annotation Id | Ontology Version
SAMPLE_TYPE
Code | Internal | Description | Auto generate codes | Validation script | Generated code prefix | Ontology Id | Ontology Annotation Id | Ontology Version | Type Group
VIBRATIONAL_SPECTROSCOPY | FALSE | Vibrational Spectroscopy | TRUE |  | VBSP
Code | Internal | Mandatory | Show in edit views | Section | Property label | Data type | Vocabulary code | Description | Metadata | Dynamic script | Multivalued | Unique | Pattern | Pattern Type | Internal Assignment | Ontology Id | Ontology Annotation Id | Ontology Version
NAME | TRUE | FALSE | TRUE |  | Name | VARCHAR |  | Name |  |  | FALSE | FALSE |  |  | FALSE
DESCRIPTION | FALSE | FALSE | TRUE |  | Description | VARCHAR |  | Description |  |  | FALSE | FALSE |  |  | FALSE
COMMENTS | FALSE | FALSE | TRUE |  | Comments | MULTILINE_VARCHAR |  | Comments | {"custom_widget":"Word Processor"} |  | FALSE | FALSE |  |  | FALSE
WFMS_UUID | FALSE | FALSE | TRUE |  | WFMS UUID | VARCHAR |  | WFMS UUID |  |  | FALSE | FALSE |  |  | FALSE
LEVEL_THEORY_METHOD | FALSE | FALSE | TRUE |  | Level of theory (method) | VARCHAR |  | Level of theory (method) |  |  | FALSE | FALSE |  |  | FALSE
LEVEL_THEORY_PARAMETERS | FALSE | FALSE | TRUE |  | Level of theory (parameters) | JSON |  | Level of theory (parameters) |  |  | FALSE | FALSE |  |  | FALSE
INPUT_PARAMETERS | FALSE | FALSE | TRUE |  | Input parameters | JSON |  | Input parameters |  |  | FALSE | FALSE |  |  | FALSE
OUTPUT_PARAMETERS | FALSE | FALSE | TRUE |  | Output parameters | JSON |  | Output parameters |  |  | FALSE | FALSE |  |  | FALSE
CODES | FALSE | FALSE | TRUE |  | Code(s) | SAMPLE |  | Code(s) |  |  | TRUE | FALSE |  |  | FALSE
AIIDA_NODE | FALSE | FALSE | TRUE |  | AiiDA archive | SAMPLE |  | AiiDA archive |  |  | FALSE | FALSE |  |  | FALSE
SAMPLE_TYPE
Code | Internal | Description | Auto generate codes | Validation script | Generated code prefix | Ontology Id | Ontology Annotation Id | Ontology Version | Type Group
VOLTAGE_OBSERVABLE | FALSE |  | TRUE |  | VOLT
Code | Internal | Mandatory | Show in edit views | Section | Property label | Data type | Vocabulary code | Description | Metadata | Dynamic script | Multivalued | Unique | Pattern | Pattern Type | Internal Assignment | Ontology Id | Ontology Annotation Id | Ontology Version
NAME | TRUE | FALSE | TRUE |  | Name | VARCHAR |  | Name |  |  | FALSE | FALSE |  |  | FALSE
DESCRIPTION | FALSE | FALSE | TRUE |  | Description | VARCHAR |  | Description |  |  | FALSE | FALSE |  |  | FALSE
COMMENTS | FALSE | FALSE | TRUE |  | Comments | MULTILINE_VARCHAR |  | Comments | {"custom_widget":"Word Processor"} |  | FALSE | FALSE |  |  | FALSE
CHANNEL_NAME | FALSE | FALSE | TRUE |  | Channel name | VARCHAR |  | Channel name |  |  | FALSE | FALSE |  |  | FALSE
COMPONENT | FALSE | FALSE | TRUE |  | Component | SAMPLE |  | Component |  |  | FALSE | FALSE |  |  | FALSE
COMPONENT_SETTINGS | FALSE | FALSE | TRUE |  | Component settings | JSON |  | Component settings |  |  | FALSE | FALSE |  |  | FALSE
SAMPLE_TYPE
Code | Internal | Description | Auto generate codes | Validation script | Generated code prefix | Ontology Id | Ontology Annotation Id | Ontology Version | Type Group
WAFER | FALSE | Wafer | TRUE |  | WAFR
Code | Internal | Mandatory | Show in edit views | Section | Property label | Data type | Vocabulary code | Description | Metadata | Dynamic script | Multivalued | Unique | Pattern | Pattern Type | Internal Assignment | Ontology Id | Ontology Annotation Id | Ontology Version
NAME | TRUE | FALSE | TRUE |  | Name | VARCHAR |  | Name |  |  | FALSE | FALSE |  |  | FALSE
DESCRIPTION | FALSE | FALSE | TRUE |  | Description | VARCHAR |  | Description |  |  | FALSE | FALSE |  |  | FALSE
COMMENTS | FALSE | FALSE | TRUE |  | Comments | MULTILINE_VARCHAR |  | Comments | {"custom_widget":"Word Processor"} |  | FALSE | FALSE |  |  | FALSE
MATERIAL | FALSE | FALSE | TRUE |  | Material | VARCHAR |  | Material |  |  | FALSE | FALSE |  |  | FALSE
FACE | FALSE | FALSE | TRUE |  | Face | VARCHAR |  | Face |  |  | FALSE | FALSE |  |  | FALSE
DOPING | FALSE | FALSE | TRUE |  | Doping | VARCHAR |  | Doping |  |  | FALSE | FALSE |  |  | FALSE
MATERIAL_COATING | FALSE | FALSE | TRUE |  | Material Coating | XML |  | Material Coating | {"custom_widget":"Spreadsheet"} |  | FALSE | FALSE |  |  | FALSE
DIAMETER_INCH | FALSE | FALSE | TRUE |  | Diameter [inch] | REAL |  | Diameter [inch] |  |  | FALSE | FALSE |  |  | FALSE
DIAMETER_MM | FALSE | FALSE | TRUE |  | Diameter [mm] | REAL |  | Diameter [mm] |  |  | FALSE | FALSE |  |  | FALSE
THICKNESS_MM | FALSE | FALSE | TRUE |  | Thickness [mm] | REAL |  | Thickness [mm] |  |  | FALSE | FALSE |  |  | FALSE
WIDTH_MM | FALSE | FALSE | TRUE |  | Width [mm] | REAL |  | Width [mm] |  |  | FALSE | FALSE |  |  | FALSE
HEIGHT_MM | FALSE | FALSE | TRUE |  | Height [mm] | REAL |  | Height [mm] |  |  | FALSE | FALSE |  |  | FALSE
SHAPE | FALSE | FALSE | TRUE |  | Shape | CONTROLLEDVOCABULARY | SHAPE_ENUM | Shape |  |  | FALSE | FALSE |  |  | FALSE
SPECIAL_STORAGE_CONDITIONS | FALSE | FALSE | TRUE |  | Special storage condition(s) | CONTROLLEDVOCABULARY | SPECIALSTORAGECONDITIONSENUM | Special storage condition(s) |  |  | TRUE | FALSE |  |  | FALSE
LOCATION | FALSE | FALSE | TRUE |  | Location | SAMPLE |  | Location |  |  | FALSE | FALSE |  |  | FALSE
PACKAGE_OPENING_DATE | FALSE | FALSE | TRUE |  | Package opening date | DATE |  | Package opening date |  |  | FALSE | FALSE |  |  | FALSE
SAMPLE_PLATE | FALSE | FALSE | TRUE |  | Sample plate | VARCHAR |  | Sample plate |  |  | FALSE | FALSE |  |  | FALSE
OBJECT_STATUS | FALSE | FALSE | TRUE |  | Object status | CONTROLLEDVOCABULARY | OBJECTSTATUSENUM | Object status |  |  | FALSE | FALSE |  |  | FALSE
SUPPLIER | FALSE | FALSE | TRUE |  | Supplier | SAMPLE |  | Supplier |  |  | FALSE | FALSE |  |  | FALSE
SYNTHESISED_BY | FALSE | FALSE | TRUE |  | Synthesised by | SAMPLE |  | Synthesised by |  |  | TRUE | FALSE |  |  | FALSE
SUPPLIER_OWN_NAME | FALSE | FALSE | TRUE |  | Supplier own name | VARCHAR |  | Supplier own name |  |  | FALSE | FALSE |  |  | FALSE
RECEIVE_DATE | FALSE | FALSE | TRUE |  | Receive date | DATE |  | Receive date |  |  | FALSE | FALSE |  |  | FALSE
SAMPLE_TYPE
Code | Internal | Description | Auto generate codes | Validation script | Generated code prefix | Ontology Id | Ontology Annotation Id | Ontology Version | Type Group
WAFER_SUBSTRATE | FALSE | Wafer Substrate | TRUE |  | WFSB
Code | Internal | Mandatory | Show in edit views | Section | Property label | Data type | Vocabulary code | Description | Metadata | Dynamic script | Multivalued | Unique | Pattern | Pattern Type | Internal Assignment | Ontology Id | Ontology Annotation Id | Ontology Version
NAME | TRUE | FALSE | TRUE |  | Name | VARCHAR |  | Name |  |  | FALSE | FALSE |  |  | FALSE
DESCRIPTION | FALSE | FALSE | TRUE |  | Description | VARCHAR |  | Description |  |  | FALSE | FALSE |  |  | FALSE
COMMENTS | FALSE | FALSE | TRUE |  | Comments | MULTILINE_VARCHAR |  | Comments | {"custom_widget":"Word Processor"} |  | FALSE | FALSE |  |  | FALSE
MATERIAL | FALSE | FALSE | TRUE |  | Material | VARCHAR |  | Material |  |  | FALSE | FALSE |  |  | FALSE
FACE | FALSE | FALSE | TRUE |  | Face | VARCHAR |  | Face |  |  | FALSE | FALSE |  |  | FALSE
MATERIAL_COATING | FALSE | FALSE | TRUE |  | Material Coating | XML |  | Material Coating | {"custom_widget":"Spreadsheet"} |  | FALSE | FALSE |  |  | FALSE
WIDTH_MM | FALSE | FALSE | TRUE |  | Width [mm] | REAL |  | Width [mm] |  |  | FALSE | FALSE |  |  | FALSE
DIAMETER_MM | FALSE | FALSE | TRUE |  | Diameter [mm] | REAL |  | Diameter [mm] |  |  | FALSE | FALSE |  |  | FALSE
HEIGHT_MM | FALSE | FALSE | TRUE |  | Height [mm] | REAL |  | Height [mm] |  |  | FALSE | FALSE |  |  | FALSE
THICKNESS_MM | FALSE | FALSE | TRUE |  | Thickness [mm] | REAL |  | Thickness [mm] |  |  | FALSE | FALSE |  |  | FALSE
SHAPE | FALSE | FALSE | TRUE |  | Shape | CONTROLLEDVOCABULARY | SHAPE_ENUM | Shape |  |  | FALSE | FALSE |  |  | FALSE
SPECIAL_STORAGE_CONDITIONS | FALSE | FALSE | TRUE |  | Special storage condition(s) | CONTROLLEDVOCABULARY | SPECIALSTORAGECONDITIONSENUM | Special storage condition(s) |  |  | TRUE | FALSE |  |  | FALSE
LOCATION | FALSE | FALSE | TRUE |  | Location | SAMPLE |  | Location |  |  | FALSE | FALSE |  |  | FALSE
PACKAGE_OPENING_DATE | FALSE | FALSE | TRUE |  | Package opening date | DATE |  | Package opening date |  |  | FALSE | FALSE |  |  | FALSE
SAMPLE_PLATE | FALSE | FALSE | TRUE |  | Sample plate | VARCHAR |  | Sample plate |  |  | FALSE | FALSE |  |  | FALSE
OBJECT_STATUS | FALSE | FALSE | TRUE |  | Object status | CONTROLLEDVOCABULARY | OBJECTSTATUSENUM | Object status |  |  | FALSE | FALSE |  |  | FALSE
SUPPLIER | FALSE | FALSE | TRUE |  | Supplier | SAMPLE |  | Supplier |  |  | FALSE | FALSE |  |  | FALSE
SYNTHESISED_BY | FALSE | FALSE | TRUE |  | Synthesised by | SAMPLE |  | Synthesised by |  |  | TRUE | FALSE |  |  | FALSE
SUPPLIER_OWN_NAME | FALSE | FALSE | TRUE |  | Supplier own name | VARCHAR |  | Supplier own name |  |  | FALSE | FALSE |  |  | FALSE
RECEIVE_DATE | FALSE | FALSE | TRUE |  | Receive date | DATE |  | Receive date |  |  | FALSE | FALSE |  |  | FALSE
SAMPLE_TYPE
Code | Internal | Description | Auto generate codes | Validation script | Generated code prefix | Ontology Id | Ontology Annotation Id | Ontology Version | Type Group
WIRE | FALSE |  | TRUE |  | WIRE
Code | Internal | Mandatory | Show in edit views | Section | Property label | Data type | Vocabulary code | Description | Metadata | Dynamic script | Multivalued | Unique | Pattern | Pattern Type | Internal Assignment | Ontology Id | Ontology Annotation Id | Ontology Version
NAME | TRUE | FALSE | TRUE |  | Name | VARCHAR |  | Name |  |  | FALSE | FALSE |  |  | FALSE
DESCRIPTION | FALSE | FALSE | TRUE |  | Description | VARCHAR |  | Description |  |  | FALSE | FALSE |  |  | FALSE
COMMENTS | FALSE | FALSE | TRUE |  | Comments | MULTILINE_VARCHAR |  | Comments | {"custom_widget":"Word Processor"} |  | FALSE | FALSE |  |  | FALSE
MATERIAL | FALSE | FALSE | TRUE |  | Material | VARCHAR |  | Material |  |  | FALSE | FALSE |  |  | FALSE
PURITY | FALSE | FALSE | TRUE |  | Purity (%) | REAL |  | Purity (%) |  |  | FALSE | FALSE |  |  | FALSE
DIAMETER_MM | FALSE | FALSE | TRUE |  | Diameter [mm] | REAL |  | Diameter [mm] |  |  | FALSE | FALSE |  |  | FALSE
SHAPE | FALSE | FALSE | TRUE |  | Shape | CONTROLLEDVOCABULARY | SHAPE_ENUM | Shape |  |  | FALSE | FALSE |  |  | FALSE
SPECIAL_STORAGE_CONDITIONS | FALSE | FALSE | TRUE |  | Special storage condition(s) | CONTROLLEDVOCABULARY | SPECIALSTORAGECONDITIONSENUM | Special storage condition(s) |  |  | TRUE | FALSE |  |  | FALSE
LOCATION | FALSE | FALSE | TRUE |  | Location | SAMPLE |  | Location |  |  | FALSE | FALSE |  |  | FALSE
PACKAGE_OPENING_DATE | FALSE | FALSE | TRUE |  | Package opening date | DATE |  | Package opening date |  |  | FALSE | FALSE |  |  | FALSE
OBJECT_STATUS | FALSE | FALSE | TRUE |  | Object status | CONTROLLEDVOCABULARY | OBJECTSTATUSENUM | Object status |  |  | FALSE | FALSE |  |  | FALSE
SUPPLIER | FALSE | FALSE | TRUE |  | Supplier | SAMPLE |  | Supplier |  |  | FALSE | FALSE |  |  | FALSE
SYNTHESISED_BY | FALSE | FALSE | TRUE |  | Synthesised by | SAMPLE |  | Synthesised by |  |  | TRUE | FALSE |  |  | FALSE
SUPPLIER_OWN_NAME | FALSE | FALSE | TRUE |  | Supplier own name | VARCHAR |  | Supplier own name |  |  | FALSE | FALSE |  |  | FALSE
RECEIVE_DATE | FALSE | FALSE | TRUE |  | Receive date | DATE |  | Receive date |  |  | FALSE | FALSE |  |  | FALSE